{"text_format":"1","workbook":"xlsx","n_sheets":7,"sheets":["Title Page","Key","DemandEstimate","UnitConversion","MW","Results","UPC_IPC_ASHRAE"],"not_rendered":{"charts":0,"images":12,"macros":1,"external_links":0,"defined_names":1,"comments":0,"pivot_tables":0},"unopened":[],"bounds":{"document_bytes":16777216,"sheet_cells":100000,"rows_first":2000,"rows_last":500,"rows_between":2000,"halvings":0,"cell_chars":16384,"cell_head_chars":4096},"cells_cut":0,"cells_raw":0,"read":"whole","date_system":"1900"}

{"sheet":"Title Page","index":0,"n_rows":8,"n_cols":2,"rows_kept":8,"cut":false,"hidden":false,"merged":[]}
[null,"Water Demand Calculator for Estimating Peak Water Demand for Indoor Residential Water Use\nVersion 2.2   \nJuly, 2024\n"]
[null,"                                                                                                    Authors:\n Steven Buchberger, (PE), PhD - Professor, Civil and Environmental Engineering, University of Cincinnati\n Toritseju Omaghomi, PhD - Environmental Engineering, University of Cincinnati\n Timothy Wolfe (PE) - Director, Plumbing Engineering, TRC Worldwide Engineering – MEP, LLC \n Jason Hewitt (PE)  - Seattle Office Manager, CB Engineers - P.E., CPD, LEED AP\n Daniel Cole  - Chair - Sr. Director of Technical Services, International Association of Plumbing and Mechanical Officials (IAPMO).\n"]
[null,"                                                                                                    Abstract:\nThe Water Demand Calculator (WDC) is an application that computes the 99th percentile of the instantaneous water demand expected during the period of peak indoor use in a residential building that is fitted with efficient (water conserving) fixtures. The WDC can be applied to estimate peak demand in residential buildings ranging from single family homes to large multi-family apartments and condominium complexes. The user provides the number and the flow rate for each type of indoor fixture in the residential building. The WDC summarizes the input data and returns an estimate of the corresponding 99th percentile of the instantaneous water demand."]
[null,"                                                                                              Acknowledgments:\nSponsors - International Association of Plumbing and Mechanical Officials (IAPMO), Water Quality Association (WQA), American Society of Plumbing Engineers (ASPE)\nCode: Developed By Toritseju Omaghomi\n"]
[null,"                                                                                         System Requirements:\nThe Water Demand Calculator is a Microsoft Office Excel file and requires a compatible version of Excel 2009 or later to prevent loss of functionality. This file also uses active content (macros). When downloading this file, Microsoft Office has security features causing a message bar to appear warning that the active content may contain viruses and other security hazards that could harm your computer or your organization’s network and that the macros have been disabled. This does not mean that viruses have been detected. It only means that active content has been detected and the user is being warned. Since the source file comes from IAPMO, the file can be trusted and the macros can be enabled. You may need to change the settings in the Trust Center on your computer (find this in the Options section of Microsoft Office applications). Once the file is trusted, the warning will no longer appear. You may also need to check with your company's System's Administrator for security permission to download a file with macros. "]
[null,"                                                                                                      Disclaimer:\nAlthough care has been taken to ensure the accuracy, completeness and reliability of the Water Demand Calculator (“Calculator”), neither IAPMO nor any other party makes any warranties, express or implied, or representations as to the accuracy of the Calculator. Neither IAPMO nor any other party assumes any liability or responsibility for any error or omissions in the information contained in or output by the Calculator. Neither IAPMO nor any other party assumes any responsibility for the consequences of use of such information, nor for any infringement of third party intellectual property rights which may result from its use. "]
[null,"Visit IAPMO web site for more information at "]
[null,"http://www.iapmo.org/WEStand/Pages/WaterDemandCalculator.aspx"]

{"sheet":"Key","index":1,"n_rows":15,"n_cols":23,"rows_kept":15,"cut":false,"hidden":false,"merged":[]}
[]
[]
[]
[]
[]
[]
[]
[]
[]
[]
[]
[]
[]
[]
[null,null,null,null,null,null,null,null,null,null,null,null,null,null,null,null,null,null,null,null,null,null," "]

{"sheet":"DemandEstimate","index":2,"n_rows":26,"n_cols":21,"rows_kept":26,"cut":false,"hidden":false,"merged":[[2,11,2,12],[3,11,3,12],[5,8,7,8],[9,11,9,12],[10,11,10,12],[5,11,7,12],[5,7,7,7],[5,3,7,4],[23,4,23,6],[19,2,21,2],[5,2,7,2],[16,2,17,2],[5,6,7,6],[3,4,3,5],[2,4,2,5],[2,0,2,3],[8,2,13,2],[14,2,15,2],[5,5,7,5],[13,11,13,12],[12,11,12,12],[23,8,25,8],[22,11,22,12],[19,11,19,12],[18,11,18,12],[16,11,16,12],[15,11,15,12],[21,11,21,12]]}
[null,null,null,null,null,"Water Demand Calculator®  (WDC v2.2) "]
[]
["PROJECT NAME :        ",null,null,null," - - - - - ",null,null,null,{"$f":"IF(E4=\"Multi-Family Building\",\"Total Number of Apartments in the Building→\",\" \")","v":" "},0,null,{"$f":"TODAY()","v":"2025-10-15"}]
[null,null,"Click for Drop-down Menu → ",null,"Single-Family Residence",null,null,null,{"$f":"IF(E4=\"Multi-Family Building\",\"Total Apartments in this Calculation→\",\" \")","v":" "},0,null,{"$f":"NOW()","v":45945.258651504628}]
[]
[null,null,"FIXTURE GROUPS","FIXTURE",null,"ENTER TOTAL NUMBER \nOF FIXTURES","PROBABILITY \nOF USE \n(%)",{"$f":"UnitConversion!B5","v":"ENTER FIXTURE\n FLOW RATE (GPM)"},{"$f":"UnitConversion!B6","v":"MAXIMUM RECOMMENDED \nFIXTURE FLOW RATE (GPM)"},null,null,"COMPUTED RESULTS \nFOR \nPEAK PERIOD CONDITIONS"]
[null,null,null,null,null,null,null,null,null,"Single-Family Residence"]
[null,null,null,null,null,null,null,null,null,"Multi-Family Building"]
[null,null,"Bathroom \nFixtures",1,"Bathtub (no Shower)",0,{"$f":"MW!E5*100","v":1},5.5,{"$f":"UnitConversion!C5","v":5.5}]
[null,null,null,2,"Bidet",0,{"$f":"MW!E6*100","v":1},2,{"$f":"UnitConversion!C6","v":2},null,null,"Total No. of Fixtures in Calculation"]
[null,null,null,3,"Combination Bath/Shower",0,{"$f":"MW!E7*100","v":5.5},5.5,{"$f":"UnitConversion!C7","v":5.5}]
[null,null,null,4,"Faucet, Lavatory",0,{"$f":"MW!E8*100","v":2},1.5,{"$f":"UnitConversion!C8","v":1.5}]
[null,null,null,5,"Shower, per head (no Bathtub)",0,{"$f":"MW!E9*100","v":4.5},2,{"$f":"UnitConversion!C9","v":2},null,null,"99th Percentile Demand Flow"]
[null,null,null,6,{"$f":"UnitConversion!B10","v":"Water Closet, 1.28 GPF Gravity Tank"},0,{"$f":"MW!E10*100","v":1},3,{"$f":"UnitConversion!C10","v":3}]
[null,null,"Kitchen Fixtures",7,"Dishwasher",0,{"$f":"MW!E11*100","v":0.5},1.3,{"$f":"UnitConversion!C11","v":1.3},null,null,null,null,null,null,null,null,{"$f":"AND(F20>0,G20>0,H20>0)","v":false},{"$f":"AND(F20=0,G20=0,H20=0)","v":true},{"$f":"R15=S15","v":false},{"$f":"IF(OR(T15=TRUE,,T16=TRUE,T17=TRUE),1,0)","v":0}]
[null,null,null,8,"Faucet, Kitchen Sink",0,{"$f":"MW!E12*100","v":2},2.2000000000000002,{"$f":"UnitConversion!C12","v":2.2000000000000002},null,null,"Hunter Number",null,null,null,null,null,{"$f":"AND(F21>0,G21>0,H21>0)","v":false},{"$f":"AND(F21=0,G21=0,H21=0)","v":true},{"$f":"R16=S16","v":false}]
[null,null,"Laundry Room Fixtures",9,"Clothes Washer",0,{"$f":"MW!E13*100","v":5.5},3.5,{"$f":"UnitConversion!C13","v":3.5},null,null,null,null,null,null,null,null,{"$f":"AND(F22>0,G22>0,H22>0)","v":false},{"$f":"AND(F22=0,G22=0,H22=0)","v":true},false]
[null,null,null,10,"Faucet, Laundry ",0,{"$f":"MW!E14*100","v":2},2,{"$f":"UnitConversion!C14","v":2}]
[null,null,"Bar/Prep Fixtures",11,"Faucet, Bar Sink",0,{"$f":"MW!E15*100","v":2},1.5,{"$f":"UnitConversion!C15","v":1.5},null,null,"Stagnation Probability"]
[null,null,"Other Fixtures",12,"Fixture 1",0,0,0,{"$f":"UnitConversion!C16","v":6}]
[null,null,null,13,"Fixture 2",0,0,0,{"$f":"UnitConversion!C17","v":6}]
[null,null,null,14,"Fixture 3",0,0,0,{"$f":"UnitConversion!C18","v":6},null,null,"Method of Computation"]
[]
[null,null,null,null,"     ↓       Select Units for Water Demand        ↓   ",null,null,null,{"$f":"IF(MW!$T$21=0,\" ←\nCLICK BUTTON\n←\",\" \")","v":" ←\nCLICK BUTTON\n←"}]
[null,null,null,null,null,null,null,null,null,null,{"$f":"IF(OR(F22>0,F21>0,F20>0),\"  Enter 'Other Fixture' Probability of use (0.1 - 6%) in [Column C] \",\" \")","v":" "}]
[null,null,null,null,null,null,null,null,null,null,{"$f":"IF(OR(F22>0,F21>0,F20>0),\"  Enter 'Other Fixture' flow rate in [Column D]\",\" \")","v":" "}]

{"sheet":"UnitConversion","index":3,"n_rows":21,"n_cols":12,"rows_kept":21,"cut":false,"hidden":true,"merged":[[11,10,13,10],[11,11,13,11],[2,1,2,2],[3,10,5,10],[3,11,5,11],[7,10,9,10],[7,11,9,11]]}
[null,"GPM","GPM","LPM","LPS"]
[null,"1-Imperial (gallons/minute); 0 - SI units (Liters/minute); 2 - SI units (Liters/seconds); ",{"$f":"IF(B1=\"GPM\",1,IF(B1=\"LPM\",0,2))","v":1},null,null,"imperial",null,"SI (Metric)"]
[null,"CURRENT SELECTION",null,null,null,1,null,0,2]
[null,null,{"$f":"IF($C$2=1,F4,IF($C$2=0,H4,I4))","v":"GPM  =  "},null,null,"GPM  =  ",null,"LPM  =  ","LPS  =  ",null,"ENTER FIXTURE\n FLOW RATE (GPM)","MAXIMUM RECOMMENDED \nFIXTURE FLOW RATE (GPM)"]
[null,{"$f":"IF($C$2=1,K4,IF($C$2=0,K8,K12))","v":"ENTER FIXTURE\n FLOW RATE (GPM)"},{"$f":"IF($C$2=1,F5,IF($C$2=0,H5,I5))","v":5.5},null,"Bathtub (no Shower)",5.5,null,20.8,0.35]
[null,{"$f":"IF($C$2=1,L4,IF($C$2=0,L8,L12))","v":"MAXIMUM RECOMMENDED \nFIXTURE FLOW RATE (GPM)"},{"$f":"IF($C$2=1,F6,IF($C$2=0,H6,I6))","v":2},null,"Bidet",2,null,7.6,0.13]
[null,null,{"$f":"IF($C$2=1,F7,IF($C$2=0,H7,I7))","v":5.5},null,"Combination Bath/Shower",5.5,null,20.8,0.35]
[null,null,1.5,null,"Faucet, Lavatory",1.5,null,5.7,0.09,null,"ENTER FIXTURE\n FLOW RATE (LPM)","MAXIMUM RECOMMENDED \nFIXTURE FLOW RATE (LPM)"]
[null,null,2,null,"Shower, per head (no Bathtub)",2,null,7.6,0.13]
[null,{"$f":"IF($C$2=1,E10,G10)","v":"Water Closet, 1.28 GPF Gravity Tank"},3,null,"Water Closet, 1.28 GPF Gravity Tank",3,"Water Closet, 4.8 LPF Gravity Tank",11.4,0.19]
[null,null,1.3,null,"Dishwasher",1.3,null,4.9000000000000004,0.08]
[null,null,2.2000000000000002,null,"Faucet, Kitchen Sink",2.2000000000000002,null,8.3000000000000007,0.14000000000000001,null,"ENTER FIXTURE\n FLOW RATE (LPS)","MAXIMUM RECOMMENDED \nFIXTURE FLOW RATE (LPS)"]
[null,null,3.5,null,"Clothes Washer",3.5,null,13.3,0.22]
[null,null,2,null,"Faucet, Laundry ",2,null,7.6,0.13]
[null,null,1.5,null,"Faucet, Bar Sink",1.5,null,5.7,0.09]
[null,null,6,null,"Other Fixture 1",6,null,22.7,0.38]
[null,null,6,null,"Other Fixture 2",6,null,22.7,0.38]
[null,null,{"$f":"IF($C$2=1,F18,IF($C$2=0,H18,I18))","v":6},null,"Other Fixture 3",6,null,22.7,0.38]
[]
[null,"Minimum",{"$f":"IF($C$2=1,F20,IF($C$2=0,H20,I20))","v":0.25},null,"Minimum",0.25,null,1,1.4999999999999999E-2]
[null,"maximum",{"$f":"IF($C$2=1,F21,IF($C$2=0,H21,I21))","v":6},null,"maximum",6,null,22.7,0.38]

{"sheet":"MW","index":4,"n_rows":38,"n_cols":34,"rows_kept":38,"cut":false,"hidden":true,"merged":[[1,3,1,4],[2,5,3,5],[1,28,1,29],[1,30,1,31],[1,32,1,33],[2,26,3,26]]}
[null,null,{"$f":"DemandEstimate!E4","v":"Single-Family Residence"},null,null,null,null," 99th Percentile demand flow in residential building"]
[null,null,"If 1, Single family residence else Multi family","Check if cell J4 (DemandEstimate) is blank OR 0 ",null,null,null,null,null,null,null,null,null,null,null,null,null,null,null,null,null,null,null,null,null,null,null,null,"IPC",null,"UPC",null,"ASHRAE Mod.HC"]
[null,null,{"$f":"IF(C1=\"Single-Family Residence\",1,0)","v":1},{"$f":"OR(E4=\"\",E4=0)","v":true},"H > 0","Fixture type"," n","p ","q","npq","np(1-p)q^2","Po","nq",null,"np","npq",null,null,null,null,"CONV comb",null,null,null,null,null,"Fixture type","Number of fixtures","WSFU","WSFU","WSFU","WSFU","WSFU","WSFU"]
[null,null,{"$f":"IF(C3=1,1,E4)","v":1},"P1",{"$f":"DemandEstimate!J4","v":0},null,"Count","Probability","Flow rate","Mean Flow","Flow variance","Prob. No flow","Max possible flow",null,null,null,null,"Old Npq","Current Npq",null,null,null,null,null,null,null,null,null,"units","project","units","project","units","project"]
[null,null,{"$f":"IF($C$3=1,D5,IF($D$3=TRUE,D5,IF($C$4=1,D5,1.2*D5*$C$4^-0.25)))","v":0.01},0.01,{"$f":"ROUND(C5,4)","v":0.01},"Bathtub (no Shower)",{"$f":"DemandEstimate!F9","v":0},{"$f":"IF(G5=0,0,E5)","v":0},{"$f":"IF(G5=0,0,DemandEstimate!H9)","v":0},{"$f":"G5*H5*I5","v":0},{"$f":"G5*H5*(1-H5)*I5^2","v":0},{"$f":"(1-H5)^G5","v":1},{"$f":"G5*I5","v":0},null,{"$f":"G5*H5","v":0},{"$f":"G5*H5*I5","v":0},null,0,{"$f":"P5","v":0},{"$f":"R5=S5","v":true},{"$f":"G5+1","v":1},"k=1","n+1",null,null,null,"Bathtub (no Shower)",{"$f":"G5","v":0},10,{"$f":"AC5*AB5","v":0},10,{"$f":"AB5*AE5","v":0},1.5,{"$f":"AG5*AB5","v":0}]
[null,null,{"$f":"IF($C$3=1,D6,IF($D$3=TRUE,D6,IF($C$4=1,D6,0.75*D6*$C$4^-0.07)))","v":0.01},0.01,{"$f":"ROUND(C6,4)","v":0.01},"Bidet",{"$f":"DemandEstimate!F10","v":0},{"$f":"IF(G6=0,0,E6)","v":0},{"$f":"IF(G6=0,0,DemandEstimate!H10)","v":0},{"$f":"G6*H6*I6","v":0},{"$f":"G6*H6*(1-H6)*I6^2","v":0},{"$f":"(1-H6)^G6","v":1},0,null,{"$f":"G6*H6","v":0},{"$f":"G6*H6*I6","v":0},null,0,{"$f":"P6","v":0},{"$f":"R6=S6","v":true},{"$f":"U5*(G6+1)","v":1},"k=2","(n2+1)*(n1+1)",null,null,null,"Bidet",{"$f":"G6","v":0},1,0,1,0,0.75,{"$f":"AG6*AB6","v":0}]
[null,null,{"$f":"IF($C$3=1,D7,IF($D$3=TRUE,D7,IF($C$4=1,D7,0.92*D7*$C$4^-0.28)))","v":5.5E-2},5.5E-2,5.5E-2,"Combination Bath/Shower",{"$f":"DemandEstimate!F11","v":0},{"$f":"IF(G7=0,0,E7)","v":0},{"$f":"IF(G7=0,0,DemandEstimate!H11)","v":0},0,{"$f":"G7*H7*(1-H7)*I7^2","v":0},1,0,null,{"$f":"G7*H7","v":0},{"$f":"G7*H7*I7","v":0},null,1.5125000000000002,0,false,{"$f":"U6*(G7+1)","v":1},"k=3","(n3+1)*(n2+1)*(n1+1)",null,null,null,"Combination Bath/Shower",0,4,0,4,0,1.5,0]
[null,null,{"$f":"IF($C$3=1,D8,IF($D$3=TRUE,D8,IF($C$4=1,D8,1.1*D8*$C$4^-0.15)))","v":0.02},0.02,0.02,"Faucet, Lavatory",{"$f":"DemandEstimate!F12","v":0},{"$f":"IF(G8=0,0,E8)","v":0},{"$f":"IF(G8=0,0,DemandEstimate!H12)","v":0},0,{"$f":"G8*H8*(1-H8)*I8^2","v":0},1,0,null,0,0,null,0.24,0,false,1,null,null,null,null,null,"Faucet, Lavatory",0,1.5,0,1.5,0,1.5,0]
[null,null,{"$f":"IF($C$3=1,D9,IF($D$3=TRUE,D9,IF($C$4=1,D9,0.82*D9*$C$4^-0.3)))","v":4.4999999999999998E-2},4.4999999999999998E-2,4.4999999999999998E-2,"Shower, per head (no Bathtub)",{"$f":"DemandEstimate!F13","v":0},0,{"$f":"IF(G9=0,0,DemandEstimate!H13)","v":0},0,{"$f":"G9*H9*(1-H9)*I9^2","v":0},{"$f":"(1-H9)^G9","v":1},0,null,0,0,null,0.18,0,false,1,null,null,null,null,null,"Shower, per head (no Bathtub)",0,2,0,2,0,1.5,0]
[null,null,{"$f":"IF($C$3=1,D10,IF($D$3=TRUE,D10,IF($C$4=1,D10,0.75*D10*$C$4^-0.07)))","v":0.01},0.01,0.01,"Water Closet, 1.28 GPF Gravity Tank",{"$f":"DemandEstimate!F14","v":0},{"$f":"IF(G10=0,0,E10)","v":0},{"$f":"IF(G10=0,0,DemandEstimate!H14)","v":0},0,0,1,0,null,0,0,null,0.03,0,false,1,null,null,null,null,null,"Water Closet, 1.28 GPF Gravity Tank",0,2.5,0,2.5,0,0.75,0]
[null,null,{"$f":"IF($C$3=1,D11,IF($D$3=TRUE,D11,IF($C$4=1,D11,1*D11*$C$4^-0.1)))","v":5.0000000000000001E-3},5.0000000000000001E-3,5.0000000000000001E-3,"Dishwasher",{"$f":"DemandEstimate!F15","v":0},0,{"$f":"IF(G11=0,0,DemandEstimate!H15)","v":0},0,0,1,0,null,0,0,null,2.6000000000000002E-2,0,false,1,null,null,null,null,null,"Dishwasher",0,1.5,0,1.5,0,1.5,0]
[null,null,{"$f":"IF($C$3=1,D12,IF($D$3=TRUE,D12,IF($C$4=1,D12,1.1*D12*$C$4^-0.15)))","v":0.02},0.02,0.02,"Faucet, Kitchen Sink",{"$f":"DemandEstimate!F16","v":0},0,{"$f":"IF(G12=0,0,DemandEstimate!H16)","v":0},0,{"$f":"G12*H12*(1-H12)*I12^2","v":0},1,0,null,{"$f":"G12*H12","v":0},{"$f":"G12*H12*I12","v":0},null,0.30800000000000005,0,false,1,null,null,null,null,null,"Faucet, Kitchen Sink",0,1.5,0,1.5,0,0.75,0]
[null,null,{"$f":"IF($C$3=1,D13,IF($D$3=TRUE,D13,IF($C$4=1,D13,0.95*D13*$C$4^-0.3)))","v":5.5E-2},5.5E-2,5.5E-2,"Clothes Washer",{"$f":"DemandEstimate!F17","v":0},0,{"$f":"IF(G13=0,0,DemandEstimate!H17)","v":0},0,{"$f":"G13*H13*(1-H13)*I13^2","v":0},1,0,null,{"$f":"G13*H13","v":0},0,null,0.57750000000000001,0,false,1,null,null,null,null,null,"Clothes Washer",0,4,0,4,0,1.2,0]
[null,null,{"$f":"IF($C$3=1,D14,IF($D$3=TRUE,D14,IF($C$4=1,D14,1.1*D14*$C$4^-0.15)))","v":0.02},0.02,0.02,"Faucet, Laundry ",{"$f":"DemandEstimate!F18","v":0},0,{"$f":"IF(G14=0,0,DemandEstimate!H18)","v":0},{"$f":"G14*H14*I14","v":0},{"$f":"G14*H14*(1-H14)*I14^2","v":0},1,{"$f":"G14*I14","v":0},null,{"$f":"G14*H14","v":0},{"$f":"G14*H14*I14","v":0},null,0,{"$f":"P14","v":0},{"$f":"R14=S14","v":true},1,null,null,null,null,null,"Faucet, Laundry ",0,1.5,0,1.5,0,1.5,0]
[null,null,{"$f":"IF($C$3=1,D15,IF($D$3=TRUE,D15,IF($C$4=1,D15,1.1*D15*$C$4^-0.15)))","v":0.02},0.02,0.02,"Faucet, Bar Sink",{"$f":"DemandEstimate!F19","v":0},0,{"$f":"IF(G15=0,0,DemandEstimate!H19)","v":0},{"$f":"G15*H15*I15","v":0},{"$f":"G15*H15*(1-H15)*I15^2","v":0},1,{"$f":"G15*I15","v":0},null,0,{"$f":"G15*H15*I15","v":0},null,0,{"$f":"P15","v":0},{"$f":"R15=S15","v":true},1,null,null,null,null,null,"Faucet, Bar Sink",0,1,0,1,0,0.75,0]
[null,null,{"$f":"D16/100","v":0},{"$f":"DemandEstimate!G20","v":0},0,"Other Fixture 1",{"$f":"DemandEstimate!F20","v":0},0,{"$f":"IF(G16=0,0,DemandEstimate!H20)","v":0},{"$f":"G16*H16*I16","v":0},{"$f":"G16*H16*(1-H16)*I16^2","v":0},{"$f":"(1-H16)^G16","v":1},{"$f":"G16*I16","v":0},null,0,{"$f":"G16*H16*I16","v":0},null,0,{"$f":"P16","v":0},{"$f":"R16=S16","v":true},1,null,null,null,null,null,"Other Fixture"]
[null,null,{"$f":"D17/100","v":0},{"$f":"DemandEstimate!G21","v":0},0,"Other Fixture 2",{"$f":"DemandEstimate!F21","v":0},0,{"$f":"IF(G17=0,0,DemandEstimate!H21)","v":0},{"$f":"G17*H17*I17","v":0},{"$f":"G17*H17*(1-H17)*I17^2","v":0},{"$f":"(1-H17)^G17","v":1},{"$f":"G17*I17","v":0},null,0,{"$f":"G17*H17*I17","v":0},null,0,{"$f":"P17","v":0},{"$f":"R17=S17","v":true},1,null,null,null,null,null,null,null,null,{"$f":"SUM(AD5:AD16)","v":0},null,{"$f":"SUM(AF5:AF16)","v":0},null,{"$f":"SUM(AH5:AH16)","v":0}]
[null,null,0,{"$f":"DemandEstimate!G22","v":0},{"$f":"ROUND(C18,4)","v":0},"Other Fixture 3",{"$f":"DemandEstimate!F22","v":0},0,{"$f":"IF(G18=0,0,DemandEstimate!H22)","v":0},0,0,{"$f":"(1-H18)^G18","v":1},{"$f":"G18*I18","v":0},null,{"$f":"G18*H18","v":0},{"$f":"G18*H18*I18","v":0},null,0,0,true,{"$f":"U17*(G18+1)","v":1}]
[null,null,null,null,null,"Total",{"$f":"SUM(G5:G18)","v":0},{"$f":"SUM(H5:H18)","v":0},{"$f":"SUMPRODUCT(I5:I18,G5:G18)","v":0},{"$f":"SUM(J5:J18)","v":0},{"$f":"SUM(K5:K18)","v":0},{"$f":"PRODUCT(L5:L18)","v":1},{"$f":"SUM(M5:M18)","v":0},null,{"$f":"SUM(O5:O18)","v":0},{"$f":"SUM(P5:P18)","v":0}]
[null,null,null,null,"Percentile","Pnot",{"$f":"L19","v":1},null,"Busy time",{"$f":"J19/(1-L19)","v":{"$error":"#DIV/0!"}},{"$f":"ROUND((O24-P24)/(1-L19)^2,13)","v":{"$error":"#DIV/0!"}},null,null,null,{"$f":"SUMPRODUCT(G5:G18,H5:H18)","v":0},null,null,null,null,{"$f":"AND(T5:T19)","v":false}]
[null,null,null,null,0.99,"Z value ",2.3263478740408399,null,null,null,{"$f":"(O24-P24)/(N24)^2","v":{"$error":"#DIV/0!"}},null,null,null,null,null,null,null,"Check for changes",{"$f":"IF(T20,1,0)","v":0}]
[null,null,null,null,null,"Demand Q ( Wistort)",{"$f":"J19+($G$21*SQRT(K19))","v":0},{"$f":"UnitConversion!$B$1","v":"GPM"},null," ",null,null,null,null,null,null,null,null,null,"if 0, then it changed"]
[null,null,null,null,null,"Demand Q (Modified Wistort)",{"$f":"J20+($G$21*SQRT(K20))","v":{"$error":"#DIV/0!"}},{"$f":"UnitConversion!$B$1","v":"GPM"},null,null,null,null,null,"1-Po","(1-Po)*var","Po*mean^2",null,"avg p",{"$f":"O19/G19","v":{"$error":"#DIV/0!"}}]
[null,null,null,"NP = ",{"$f":"MW!O20","v":0},"Convolution",14.5,{"$f":"UnitConversion!$B$1","v":"GPM"},0.99169056416241397,null,null,null,null,{"$f":"1-L19","v":0},{"$f":"N24*K19","v":0},{"$f":"L19*J19^2","v":0},null,"avg q",{"$f":"I19/G19","v":{"$error":"#DIV/0!"}}]
[null,null,null,"Adjusted Z",{"$f":"G21*(1+G20)","v":4.6526957480816797},"Adjusted Modified Wistort",{"$f":"J20+($E$25*SQRT(K20))","v":{"$error":"#DIV/0!"}},{"$f":"UnitConversion!$B$1","v":"GPM"},null,null,null,null,null,null,null,null,null,"qbar",{"$f":"P19/O19","v":{"$error":"#DIV/0!"}}]
[null,null,null,null,null,"Q1",{"$f":"IF(G19=1,I19,\"\")","v":""},{"$f":"UnitConversion!$B$1","v":"GPM"}]
[null,null,null,"H",{"$f":"E24/(1-G20)","v":{"$error":"#DIV/0!"}}]
[null,null,null,null,null,"WSFU-UPC",{"$f":"IF($G$19=0,\" \",INDEX(UPC_IPC_ASHRAE!P3:P402,MATCH(ROUND(AD17,0),UPC_IPC_ASHRAE!O3:O402,1)))","v":" "},{"$f":"UnitConversion!$B$1","v":"GPM"}]
[null,null,null,"# fix group",{"$f":"COUNTIF(G5:G18,\">0\")","v":0},"ASHRAE",{"$f":"IF($G$19=0,\" \",INDEX(UPC_IPC_ASHRAE!P3:P402,MATCH(ROUND(AH17,0),UPC_IPC_ASHRAE!O3:O402,1)))","v":" "},{"$f":"UnitConversion!$B$1","v":"GPM"}]
[null,null,null,null,null,"Selected Peak Demand","Q = 14.5 GPM"]
[null,null,null,null,null,"SumN","N = 30"]
["Fixture"," P1","Ph;  h ³ 2, .., 20",null,null,"Hunter number","H(n,p) = 0.86"]
["Bathtub",0.01,"1.20 P1 h -0.25",null,null,"Stagnationp prob","Pr[Zero Demand] = 42%"]
["Clothes washer",5.5E-2,"0.95 P1 h -0.30",null,null,"Design demand Method Selected","Convolution"]
["Dishwasher",5.0000000000000001E-3,"1.00 P1 h -0.10"]
["Faucet",0.02,"1.10 P1 h -0.15"]
["Shower",4.4999999999999998E-2,"0.82 P1 h -0.30"]
["Toilet",0.01,"0.75 P1 h -0.07"]

{"sheet":"Results","index":5,"n_rows":47,"n_cols":11,"rows_kept":47,"cut":false,"hidden":true,"merged":[]}
[]
[null,null,"                      WDC v2.2 Results"]
[null,"_________________________________________________________________________________________"]
[]
[null,"Project Name:  ",{"$f":"DemandEstimate!E3","v":" - - - - - "}]
[null,"Building Type:  ",{"$f":"IF(E6=1,\"Single-Family\",\"Multi-Family\")","v":"Single-Family"},null,{"$f":"IF(DemandEstimate!E4=\"Single-Family Residence\",1,0)","v":1}]
[null,"Number of Apartments in Building:  ",{"$f":"IF($E$6=1,\"-\",DemandEstimate!J3)","v":"-"}]
[null," Number of Apartments in Calculation:  ",{"$f":"IF($E$6=1,\"-\",DemandEstimate!J4)","v":"-"}]
[null,"Total Fixture Count in Calculation:  ",{"$f":"MW!G31","v":"N = 30"}]
[null,"99th Percentile Demand Estimate:  ",{"$f":"MW!G30","v":"Q = 14.5 GPM"}]
[null,"Peak Period Hunter Number:  ",{"$f":"MW!G32","v":"H(n,p) = 0.86"}]
[null,"Peak Period Stagnation Probability:  ",{"$f":"MW!G33","v":"Pr[Zero Demand] = 42%"}]
[null,"Method of Computation:  ",{"$f":"MW!G34","v":"Convolution"}]
[]
[null," FIXTURE","COUNT",{"$f":"UnitConversion!B1","v":"GPM"}]
[null,"Bathtub (no Shower)",{"$f":"IF(I34=0,\"\",I34)","v":""},{"$f":"IF(I34=0,\"\",G34)","v":""},null,null,{"$f":"IF(I34=0,CONCATENATE(J34,H34,K34),CONCATENATE(J34,H34,K34,I34))","v":"                  Bathtub (no Shower)                 "}]
[null,"Bidet",{"$f":"IF(I35=0,\"\",I35)","v":""},{"$f":"IF(I35=0,\"\",G35)","v":""}]
[null,"Combination Bath/Shower",{"$f":"IF(I36=0,\"\",I36)","v":""},{"$f":"IF(I36=0,\"\",G36)","v":""}]
[null,"Faucet, Lavatory","",""]
[null,"Shower, per head (no Bathtub)",{"$f":"IF(I38=0,\"\",I38)","v":""},""]
[null,{"$f":"DemandEstimate!E14","v":"Water Closet, 1.28 GPF Gravity Tank"},"",""]
[null,"Dishwasher","",""]
[null,"Faucet, Kitchen Sink","",""]
[null,"Clothes Washer","",""]
[null,"Faucet, Laundry ","",""]
[null,"Faucet, Bar Sink","",""]
[null,{"$f":"DemandEstimate!E20","v":"Fixture 1"},"",""]
[null,{"$f":"DemandEstimate!E21","v":"Fixture 2"},"",""]
[null,{"$f":"DemandEstimate!E22","v":"Fixture 3"},"",""]
[null,"_________________________________________________________________________________________"]
[null,"                             END"]
[]
[null,null,null,null,null,null,null,null,null,"Front space","middle space"]
[null,null,null,null,null,null,{"$f":"DemandEstimate!H9","v":5.5},"Bathtub (no Shower)",{"$f":"DemandEstimate!F9","v":0},{"$f":"\"                  \"","v":"                  "},{"$f":"\"                 \"","v":"                 "}]
[null,null,null,null,null,null,{"$f":"DemandEstimate!H10","v":2},"Bidet",{"$f":"DemandEstimate!F10","v":0},{"$f":"\"                                \"","v":"                                "},{"$f":"\"                 \"","v":"                 "}]
[null,null,null,null,null,null,{"$f":"DemandEstimate!H11","v":5.5},"Combination Bath/Shower",{"$f":"DemandEstimate!F11","v":0},{"$f":"\"              \"","v":"              "},{"$f":"\"                 \"","v":"                 "}]
[null,null,null,null,null,null,{"$f":"DemandEstimate!H12","v":1.5},"Faucet, Lavatory",{"$f":"DemandEstimate!F12","v":0},{"$f":"\"                    \"","v":"                    "},{"$f":"\"                  \"","v":"                  "}]
[null,null,null,null,null,null,{"$f":"DemandEstimate!H13","v":2},"Shower, per head (no Bathtub)",{"$f":"DemandEstimate!F13","v":0},{"$f":"\"        \"","v":"        "},{"$f":"\"                 \"","v":"                 "}]
[null,null,null,null,null,null,{"$f":"DemandEstimate!H14","v":3},{"$f":"DemandEstimate!E14","v":"Water Closet, 1.28 GPF Gravity Tank"},{"$f":"DemandEstimate!F14","v":0},{"$f":"\"  \"","v":"  "},{"$f":"\"                 \"","v":"                 "}]
[null,null,null,null,null,null,{"$f":"DemandEstimate!H15","v":1.3},"Dishwasher",{"$f":"DemandEstimate!F15","v":0},{"$f":"\"                           \"","v":"                           "},{"$f":"\"                 \"","v":"                 "}]
[null,null,null,null,null,null,{"$f":"DemandEstimate!H16","v":2.2000000000000002},"Faucet, Kitchen Sink",{"$f":"DemandEstimate!F16","v":0},{"$f":"\"                 \"","v":"                 "},{"$f":"\"                 \"","v":"                 "}]
[null,null,null,null,null,null,{"$f":"DemandEstimate!H17","v":3.5},"Clothes Washer",{"$f":"DemandEstimate!F17","v":0},{"$f":"\"                      \"","v":"                      "},{"$f":"\"                  \"","v":"                  "}]
[null,null,null,null,null,null,{"$f":"DemandEstimate!H18","v":2},"Faucet, Laundry ",{"$f":"DemandEstimate!F18","v":0},{"$f":"\"                      \"","v":"                      "},{"$f":"\"                \"","v":"                "}]
[null,null,null,null,null,null,{"$f":"DemandEstimate!H19","v":1.5},"Faucet, Bar Sink",{"$f":"DemandEstimate!F19","v":0},{"$f":"\"                     \"","v":"                     "},{"$f":"\"                 \"","v":"                 "}]
[null,null,null,null,null,null,{"$f":"DemandEstimate!H20","v":0},{"$f":"DemandEstimate!E20","v":"Fixture 1"},{"$f":"DemandEstimate!F20","v":0},{"$f":"\"                      \"","v":"                      "},{"$f":"\"                 \"","v":"                 "}]
[null,null,null,null,null,null,{"$f":"DemandEstimate!H21","v":0},{"$f":"DemandEstimate!E21","v":"Fixture 2"},{"$f":"DemandEstimate!F21","v":0},{"$f":"\"                      \"","v":"                      "},{"$f":"\"                  \"","v":"                  "}]
[null,null,null,null,null,null,{"$f":"DemandEstimate!H22","v":0},{"$f":"DemandEstimate!E22","v":"Fixture 3"},{"$f":"DemandEstimate!F22","v":0},"                      ","                  "]

{"sheet":"UPC_IPC_ASHRAE","index":6,"n_rows":10002,"n_cols":25,"rows_kept":2250,"cut":true,"hidden":true,"merged":[[0,7,0,8],[0,14,0,15]],"bounds":{"rows_first":1000,"rows_last":250,"rows_between":1000,"halvings":1}}
["Conversion of Fixture Units to Equivalent gpm",null,null,null,null,"Conversion of Fixture Units to Equivalent gpm","UPC","UPC",null,null,null,"Conversion of Fixture Units to Equivalent gpm","ASHARE",null,"ASHARE",null,null,null,null,null,null,null,null,"Conversion of Fixture Units to Equivalent gpm"]
["FU","GPM",null,null,"Demand (Load) Fixture Units","gpm","Liters","FU","GPM",null,null,"Demand (Load) Fixture Units","Demand (Load), gpm System With Flush Tanks",null,"FU","GPM",null,null,null,null,null,null,null,"Demand (Load) Fixture Units","Demand (Load), gpm System With Flush Tanks"]
[1,1,null,null,1,0,0,1,{"$f":"F3","v":0},null,null,1,5,7.5,1,{"$f":"SUM($M$3+(($M$4-$M$3)*((O3-$L$3)/($L$4-$L$3))))","v":5},null,null,null,null,null,null,null,6,5]
[2,2,null,null,2,1.0013210039630118,3.79,2,1.0013210039630118,null,null,25,13,null,2,{"$f":"SUM($M$3+(($M$4-$M$3)*((O4-$L$3)/($L$4-$L$3))))","v":5.333333333333333},null,null,null,null,null,null,null,{"$f":"X3+1","v":7},{"$f":"SUM(Y3+((Y5-Y3)*((X4-X3)/(X5-X3))))","v":5.75}]
[3,3,null,null,3,3.0118890356671071,11.4,3,3.0118890356671071,null,null,50,18,null,3,5.666666666666667,null,null,null,null,null,null,null,8,6.5]
[4,4,null,null,4,3.9894319682959045,15.1,4,3.9894319682959045,null,null,75,22.5,null,4,6,null,null,null,null,null,null,null,9,{"$f":"SUM(Y5+((Y7-Y5)*((X6-X5)/(X7-X5))))","v":7.25}]
[5,5,null,null,5,4.9933949801849398,18.899999999999999,5,4.9933949801849398,null,null,100,26,null,5,6.333333333333333,null,null,null,null,null,null,null,10,8]
[6,6,null,null,6,5.9973579920739759,22.7,6,5.9973579920739759,null,null,125,29,null,6,6.666666666666667,null,null,null,null,null,null,null,11,{"$f":"SUM(Y7+((Y9-Y7)*((X8-X7)/(X9-X7))))","v":8.5}]
[{"$f":"A8+1","v":7},6.25,null,null,8,6.499339498018494,24.6,{"$f":"H8+1","v":7},{"$f":"SUM($F$8+(($F$9-$F$8)*((H9-$E$8)/($E$9-$E$8))))","v":6.2483487450462345},null,null,150,31,null,7,7,null,null,null,null,null,null,null,12,9]
[8,6.5,null,null,10,8.0052840158520482,30.3,8,{"$f":"SUM($F$8+(($F$9-$F$8)*((H10-$E$8)/($E$9-$E$8))))","v":6.499339498018494},null,null,175,33.5,null,8,7.3333333333333339,null,null,null,null,null,null,null,13,{"$f":"SUM(Y9+((Y11-Y9)*((X10-X9)/(X11-X9))))","v":10}]
[9,7.25,null,null,12,9.0092470277410825,34.1,9,{"$f":"SUM($F$9+(($F$10-$F$9)*((H11-$E$9)/($E$10-$E$9))))","v":7.2523117569352706},null,null,200,35,null,9,7.6666666666666661,null,null,null,null,null,null,null,14,11]
[10,8,null,null,14,10.990752972258917,41.6,10,{"$f":"SUM($F$9+(($F$10-$F$9)*((H12-$E$9)/($E$10-$E$9))))","v":8.0052840158520482},null,null,225,37,null,10,8,null,null,null,null,null,null,null,15,{"$f":"SUM(Y11+((Y13-Y11)*((X12-X11)/(X13-X11))))","v":11.5}]
[11,8.5,null,null,16,11.994715984147952,45.4,11,{"$f":"SUM($F$10+(($F$11-$F$10)*((H13-$E$10)/($E$11-$E$10))))","v":8.5072655217965654},null,null,250,39,null,11,8.3333333333333339,null,null,null,null,null,null,null,16,12]
[12,9,null,null,18,12.998678996036988,49.2,12,{"$f":"SUM($F$10+(($F$11-$F$10)*((H14-$E$10)/($E$11-$E$10))))","v":9.0092470277410825},null,null,275,41,null,12,8.6666666666666661,null,null,null,null,null,null,null,17,{"$f":"SUM(Y13+((Y15-Y13)*((X14-X13)/(X15-X13))))","v":12.5}]
[13,10,null,null,20,14.002642007926024,53,13,{"$f":"SUM($F$11+(($F$12-$F$11)*((H15-$E$11)/($E$12-$E$11))))","v":10},null,null,300,42.5,null,13,9,null,null,null,null,null,null,null,18,13]
[14,11,null,null,25,16.988110964332893,64.3,14,{"$f":"SUM($F$11+(($F$12-$F$11)*((H16-$E$11)/($E$12-$E$11))))","v":10.990752972258917},null,null,325,44,null,14,9.3333333333333321,null,null,null,null,null,null,null,19,{"$f":"SUM(Y15+((Y17-Y15)*((X16-X15)/(X17-X15))))","v":13.5}]
[15,11.5,null,null,30,20,75.7,15,{"$f":"SUM($F$12+(($F$13-$F$12)*((H17-$E$12)/($E$13-$E$12))))","v":11.492734478203435},null,null,350,45,null,15,9.6666666666666679,null,null,null,null,null,null,null,20,14]
[16,12,null,null,35,23.011889035667103,87.1,16,{"$f":"SUM($F$12+(($F$13-$F$12)*((H18-$E$12)/($E$13-$E$12))))","v":11.994715984147952},null,null,375,46,null,16,10,null,null,null,null,null,null,null,21,{"$f":"SUM(Y$17+((Y$22-Y$17)*((X18-X$17)/(X$22-X$17))))","v":14.6}]
[17,12.5,null,null,40,24.993394980184938,94.6,17,{"$f":"SUM($F$13+(($F$14-$F$13)*((H19-$E$13)/($E$14-$E$13))))","v":12.496697490092469},null,null,400,47,null,17,10.333333333333332,null,null,null,null,null,null,null,22,{"$f":"SUM(Y$17+((Y$22-Y$17)*((X19-X$17)/(X$22-X$17))))","v":15.2}]
[18,13,null,null,45,26.948480845442536,102,18,{"$f":"SUM($F$13+(($F$14-$F$13)*((H20-$E$13)/($E$14-$E$13))))","v":12.998678996036988},null,null,null,null,null,18,10.666666666666668,null,null,null,null,null,null,null,23,{"$f":"SUM(Y$17+((Y$22-Y$17)*((X20-X$17)/(X$22-X$17))))","v":15.8}]
[19,13.5,null,null,50,29.062087186261557,110,19,{"$f":"SUM($F$14+(($F$15-$F$14)*((H21-$E$14)/($E$15-$E$14))))","v":13.500660501981507},null,null,null,null,null,19,11,null,null,null,null,null,null,null,24,{"$f":"SUM(Y$17+((Y$22-Y$17)*((X21-X$17)/(X$22-X$17))))","v":16.399999999999999}]
[20,14,null,null,60,31.968295904887714,121,20,{"$f":"SUM($F$14+(($F$15-$F$14)*((H22-$E$14)/($E$15-$E$14))))","v":14.002642007926024},null,null,null,null,null,20,11.333333333333332,null,null,null,null,null,null,null,25,17]
[21,14.6,null,null,70,34.874504623513872,132,21,{"$f":"SUM($F$15+(($F$16-$F$15)*((H23-$E$15)/($E$16-$E$15))))","v":14.599735799207398},null,null,null,null,null,21,11.666666666666668,null,null,null,null,null,null,null,26,{"$f":"SUM(Y$22+((Y$27-Y$22)*((X23-X$22)/(X$27-X$22))))","v":17.600000000000001}]
[22,15.2,null,null,80,38.044914134742406,144,22,{"$f":"SUM($F$15+(($F$16-$F$15)*((H24-$E$15)/($E$16-$E$15))))","v":15.196829590488772},null,null,null,null,null,22,12,null,null,null,null,null,null,null,27,{"$f":"SUM(Y$22+((Y$27-Y$22)*((X24-X$22)/(X$27-X$22))))","v":18.2}]
[23,15.8,null,null,90,40.95112285336856,155,23,{"$f":"SUM($F$15+(($F$16-$F$15)*((H25-$E$15)/($E$16-$E$15))))","v":15.793923381770146},null,null,null,null,null,23,12.333333333333332,null,null,null,null,null,null,null,28,{"$f":"SUM(Y$22+((Y$27-Y$22)*((X25-X$22)/(X$27-X$22))))","v":18.8}]
[24,16.399999999999999,null,null,100,44.121532364597094,167,24,{"$f":"SUM($F$15+(($F$16-$F$15)*((H26-$E$15)/($E$16-$E$15))))","v":16.39101717305152},null,null,null,null,null,24,12.666666666666668,null,null,null,null,null,null,null,29,{"$f":"SUM(Y$22+((Y$27-Y$22)*((X26-X$22)/(X$27-X$22))))","v":19.399999999999999}]
[25,17,null,null,120,48.084544253632757,182,25,{"$f":"SUM($F$15+(($F$16-$F$15)*((H27-$E$15)/($E$16-$E$15))))","v":16.988110964332893},null,null,null,null,null,25,13,null,null,null,null,null,null,null,30,20]
[26,17.600000000000001,null,null,140,53.104359313077936,201,26,{"$f":"SUM($F$16+(($F$17-$F$16)*((H28-$E$16)/($E$17-$E$16))))","v":17.590488771466315},null,null,null,null,null,26,{"$f":"SUM($M$4+(($M$5-$M$4)*((O28-$L$4)/($L$5-$L$4))))","v":13.2},null,null,null,null,null,null,null,31,{"$f":"SUM(Y$27+((Y$32-Y$27)*((X28-X$27)/(X$32-X$27))))","v":20.6}]
[27,18.2,null,null,160,57.067371202113605,216,27,{"$f":"SUM($F$16+(($F$17-$F$16)*((H29-$E$16)/($E$17-$E$16))))","v":18.192866578599737},null,null,null,null,null,27,{"$f":"SUM($M$4+(($M$5-$M$4)*((O29-$L$4)/($L$5-$L$4))))","v":13.4},null,null,null,null,null,null,null,32,{"$f":"SUM(Y$27+((Y$32-Y$27)*((X29-X$27)/(X$32-X$27))))","v":21.2}]
[28,18.8,null,null,180,61.030383091149268,231,28,{"$f":"SUM($F$16+(($F$17-$F$16)*((H30-$E$16)/($E$17-$E$16))))","v":18.795244385733156},null,null,null,null,null,28,13.6,null,null,null,null,null,null,null,33,{"$f":"SUM(Y$27+((Y$32-Y$27)*((X30-X$27)/(X$32-X$27))))","v":21.8}]
[29,19.399999999999999,null,null,200,64.993394980184945,246,29,{"$f":"SUM($F$16+(($F$17-$F$16)*((H31-$E$16)/($E$17-$E$16))))","v":19.397622192866578},null,null,null,null,null,29,13.8,null,null,null,null,null,null,null,34,{"$f":"SUM(Y$27+((Y$32-Y$27)*((X31-X$27)/(X$32-X$27))))","v":22.4}]
[30,20,null,null,225,70.01321003963011,265,30,{"$f":"SUM($F$16+(($F$17-$F$16)*((H32-$E$16)/($E$17-$E$16))))","v":20},null,null,null,null,null,30,14,null,null,null,null,null,null,null,35,23]
[31,20.6,null,null,250,75.033025099075289,284,31,{"$f":"SUM($F$17+(($F$18-$F$17)*((H33-$E$17)/($E$18-$E$17))))","v":20.602377807133422},null,null,null,null,null,31,14.2,null,null,null,null,null,null,null,36,{"$f":"SUM(Y$32+((Y$37-Y$32)*((X33-X$32)/(X$37-X$32))))","v":23.4}]
[32,21.2,null,null,275,80.052840158520468,303,32,{"$f":"SUM($F$17+(($F$18-$F$17)*((H34-$E$17)/($E$18-$E$17))))","v":21.204755614266841},null,null,null,null,null,32,14.4,null,null,null,null,null,null,null,37,{"$f":"SUM(Y$32+((Y$37-Y$32)*((X34-X$32)/(X$37-X$32))))","v":23.8}]
[33,21.8,null,null,300,85.072655217965647,322,33,{"$f":"SUM($F$17+(($F$18-$F$17)*((H35-$E$17)/($E$18-$E$17))))","v":21.807133421400263},null,null,null,null,null,33,14.6,null,null,null,null,null,null,null,38,{"$f":"SUM(Y$32+((Y$37-Y$32)*((X35-X$32)/(X$37-X$32))))","v":24.2}]
[34,22.4,null,null,400,104.88771466314398,397,34,{"$f":"SUM($F$17+(($F$18-$F$17)*((H36-$E$17)/($E$18-$E$17))))","v":22.409511228533681},null,null,null,null,null,34,14.8,null,null,null,null,null,null,null,39,{"$f":"SUM(Y$32+((Y$37-Y$32)*((X36-X$32)/(X$37-X$32))))","v":24.6}]
[35,23,null,null,500,124.9669749009247,473,35,{"$f":"SUM($F$17+(($F$18-$F$17)*((H37-$E$17)/($E$18-$E$17))))","v":23.011889035667103},null,null,null,null,null,35,15,null,null,null,null,null,null,null,40,25]
[36,23.4,null,null,750,169.88110964332893,643,36,{"$f":"SUM($F$18+(($F$19-$F$18)*((H38-$E$18)/($E$19-$E$18))))","v":23.408190224570671},null,null,null,null,null,36,15.2,null,null,null,null,null,null,null,41,{"$f":"SUM(Y$37+((Y$42-Y$37)*((X38-X$37)/(X$42-X$37))))","v":25.4}]
[37,23.8,null,null,1000,207.92602377807134,787,37,{"$f":"SUM($F$18+(($F$19-$F$18)*((H39-$E$18)/($E$19-$E$18))))","v":23.804491413474238},null,null,null,null,null,37,15.4,null,null,null,null,null,null,null,42,{"$f":"SUM(Y$37+((Y$42-Y$37)*((X39-X$37)/(X$42-X$37))))","v":25.8}]
[38,24.2,null,null,1250,239.89431968295904,908,38,{"$f":"SUM($F$18+(($F$19-$F$18)*((H40-$E$18)/($E$19-$E$18))))","v":24.200792602377803},null,null,null,null,null,38,15.6,null,null,null,null,null,null,null,43,{"$f":"SUM(Y$37+((Y$42-Y$37)*((X40-X$37)/(X$42-X$37))))","v":26.2}]
[39,24.6,null,null,1500,267.10700132100396,1011,39,{"$f":"SUM($F$18+(($F$19-$F$18)*((H41-$E$18)/($E$19-$E$18))))","v":24.59709379128137},null,null,null,null,null,39,15.8,null,null,null,null,null,null,null,44,{"$f":"SUM(Y$37+((Y$42-Y$37)*((X41-X$37)/(X$42-X$37))))","v":26.6}]
[40,25,null,null,1750,294.0554821664465,1113,40,{"$f":"SUM($F$18+(($F$19-$F$18)*((H42-$E$18)/($E$19-$E$18))))","v":24.993394980184938},null,null,null,null,null,40,16,null,null,null,null,null,null,null,45,27]
[41,25.4,null,null,2000,321.00396301188903,1215,41,{"$f":"SUM($F$19+(($F$20-$F$19)*((H43-$E$19)/($E$20-$E$19))))","v":25.384412153236457},null,null,null,null,null,41,16.2,null,null,null,null,null,null,null,46,{"$f":"SUM(Y$42+((Y$47-Y$42)*((X43-X$42)/(X$47-X$42))))","v":27.4}]
[42,25.8,null,null,2250,347.95244385733156,1317,42,{"$f":"SUM($F$19+(($F$20-$F$19)*((H44-$E$19)/($E$20-$E$19))))","v":25.775429326287977},null,null,null,null,null,42,16.399999999999999,null,null,null,null,null,null,null,47,{"$f":"SUM(Y$42+((Y$47-Y$42)*((X44-X$42)/(X$47-X$42))))","v":27.8}]
[43,26.2,null,null,2500,374.90092470277409,1419,43,{"$f":"SUM($F$19+(($F$20-$F$19)*((H45-$E$19)/($E$20-$E$19))))","v":26.166446499339497},null,null,null,null,null,43,16.600000000000001,null,null,null,null,null,null,null,48,{"$f":"SUM(Y$42+((Y$47-Y$42)*((X45-X$42)/(X$47-X$42))))","v":28.2}]
[44,26.6,null,null,2750,402.11360634081899,1522,44,{"$f":"SUM($F$19+(($F$20-$F$19)*((H46-$E$19)/($E$20-$E$19))))","v":26.557463672391016},null,null,null,null,null,44,16.8,null,null,null,null,null,null,null,49,{"$f":"SUM(Y$42+((Y$47-Y$42)*((X46-X$42)/(X$47-X$42))))","v":28.6}]
[45,27,null,null,3000,431.96829590488773,1635,45,{"$f":"SUM($F$19+(($F$20-$F$19)*((H47-$E$19)/($E$20-$E$19))))","v":26.948480845442536},null,null,null,null,null,45,17,null,null,null,null,null,null,null,50,29]
[46,27.4,null,null,4000,524.9669749009247,1987,46,{"$f":"SUM($F$20+(($F$21-$F$20)*((H48-$E$20)/($E$21-$E$20))))","v":27.371202113606341},null,null,null,null,null,46,17.2,null,null,null,null,null,null,null,51,{"$f":"SUM(Y$47+((Y$57-Y$47)*((X48-X$47)/(X$57-X$47))))","v":29.3}]
[47,27.8,null,null,5000,593.13077939233813,2245,47,{"$f":"SUM($F$20+(($F$21-$F$20)*((H49-$E$20)/($E$21-$E$20))))","v":27.793923381770146},null,null,null,null,null,47,17.399999999999999,null,null,null,null,null,null,null,52,29.6]
[48,28.2,null,null,6000,643.06472919418752,2434,48,{"$f":"SUM($F$20+(($F$21-$F$20)*((H50-$E$20)/($E$21-$E$20))))","v":28.216644649933947},null,null,null,null,null,48,17.600000000000001,null,null,null,null,null,null,null,53,29.9]
[49,28.6,null,null,7000,685.07265521796558,2593,49,{"$f":"SUM($F$20+(($F$21-$F$20)*((H51-$E$20)/($E$21-$E$20))))","v":28.639365918097752},null,null,null,null,null,49,17.8,null,null,null,null,null,null,null,54,30.2]
[50,29,null,null,8000,718.09775429326282,2718,50,{"$f":"SUM($F$20+(($F$21-$F$20)*((H52-$E$20)/($E$21-$E$20))))","v":29.062087186261557},null,null,null,null,null,50,18,null,null,null,null,null,null,null,55,30.5]
[51,29.3,null,null,9000,745.04623513870536,2820,51,{"$f":"SUM($F$21+(($F$22-$F$21)*((H53-$E$21)/($E$22-$E$21))))","v":29.352708058124172},null,null,null,null,null,51,{"$f":"SUM($M$5+(($M$6-$M$5)*((O53-$L$5)/($L$6-$L$5))))","v":18.18},null,null,null,null,null,null,null,56,30.8]
[52,29.6,null,null,10000,769.0885072655218,2911,52,{"$f":"SUM($F$21+(($F$22-$F$21)*((H54-$E$21)/($E$22-$E$21))))","v":29.64332892998679},null,null,null,null,null,52,{"$f":"SUM($M$5+(($M$6-$M$5)*((O54-$L$5)/($L$6-$L$5))))","v":18.36},null,null,null,null,null,null,null,57,31.1]
[53,29.9,null,null,null,null,null,53,29.933949801849405,null,null,null,null,null,53,18.54,null,null,null,null,null,null,null,58,31.4]
[54,30.2,null,null,null,null,null,54,30.224570673712019,null,null,null,null,null,54,18.72,null,null,null,null,null,null,null,59,31.7]
[55,30.5,null,null,null,null,null,55,30.515191545574638,null,null,null,null,null,55,18.899999999999999,null,null,null,null,null,null,null,60,32]
[56,30.8,null,null,null,null,null,56,30.805812417437252,null,null,null,null,null,56,19.079999999999998,null,null,null,null,null,null,null,61,{"$f":"SUM(Y$57+((Y$67-Y$57)*((X58-X$57)/(X$67-X$57))))","v":32.299999999999997}]
[57,31.1,null,null,null,null,null,57,31.096433289299867,null,null,null,null,null,57,19.260000000000002,null,null,null,null,null,null,null,62,32.6]
[58,31.4,null,null,null,null,null,58,31.387054161162482,null,null,null,null,null,58,19.440000000000001,null,null,null,null,null,null,null,63,32.9]
[59,31.7,null,null,null,null,null,59,31.6776750330251,null,null,null,null,null,59,19.62,null,null,null,null,null,null,null,64,33.200000000000003]
[60,32,null,null,null,null,null,60,31.968295904887714,null,null,null,null,null,60,19.8,null,null,null,null,null,null,null,65,33.5]
[61,32.299999999999997,null,null,null,null,null,61,{"$f":"SUM($F$22+(($F$23-$F$22)*((H63-$E$22)/($E$23-$E$22))))","v":32.258916776750333},null,null,null,null,null,61,19.98,null,null,null,null,null,null,null,66,33.799999999999997]
[62,32.6,null,null,null,null,null,62,{"$f":"SUM($F$22+(($F$23-$F$22)*((H64-$E$22)/($E$23-$E$22))))","v":32.549537648612947},null,null,null,null,null,62,20.16,null,null,null,null,null,null,null,67,34.1]
[63,32.9,null,null,null,null,null,63,32.840158520475562,null,null,null,null,null,63,20.34,null,null,null,null,null,null,null,68,34.4]
[64,33.200000000000003,null,null,null,null,null,64,33.130779392338177,null,null,null,null,null,64,20.52,null,null,null,null,null,null,null,69,34.700000000000003]
[65,33.5,null,null,null,null,null,65,33.421400264200791,null,null,null,null,null,65,20.7,null,null,null,null,null,null,null,70,35]
[66,33.799999999999997,null,null,null,null,null,66,33.712021136063406,null,null,null,null,null,66,20.88,null,null,null,null,null,null,null,{"$f":"X67+1","v":71},{"$f":"SUM(Y$67+((Y$77-Y$67)*((X68-X$67)/(X$77-X$67))))","v":35.299999999999997}]
[67,34.1,null,null,null,null,null,67,34.002642007926028,null,null,null,null,null,67,21.06,null,null,null,null,null,null,null,72,35.6]
[68,34.4,null,null,null,null,null,68,34.293262879788642,null,null,null,null,null,68,21.24,null,null,null,null,null,null,null,73,35.9]
[69,34.700000000000003,null,null,null,null,null,69,34.583883751651257,null,null,null,null,null,69,21.42,null,null,null,null,null,null,null,74,36.200000000000003]
[70,35,null,null,null,null,null,70,34.874504623513872,null,null,null,null,null,70,21.6,null,null,null,null,null,null,null,75,36.5]
[{"$f":"A72+1","v":71},35.299999999999997,null,null,null,null,null,{"$f":"H72+1","v":71},{"$f":"SUM($F$23+(($F$24-$F$23)*((H73-$E$23)/($E$24-$E$23))))","v":35.191545574636727},null,null,null,null,null,71,21.78,null,null,null,null,null,null,null,76,36.799999999999997]
[72,35.6,null,null,null,null,null,72,{"$f":"SUM($F$23+(($F$24-$F$23)*((H74-$E$23)/($E$24-$E$23))))","v":35.508586525759576},null,null,null,null,null,72,21.96,null,null,null,null,null,null,null,77,37.1]
[73,35.9,null,null,null,null,null,73,35.825627476882431,null,null,null,null,null,73,22.14,null,null,null,null,null,null,null,78,37.4]
[74,36.200000000000003,null,null,null,null,null,74,36.142668428005287,null,null,null,null,null,74,22.32,null,null,null,null,null,null,null,79,37.700000000000003]
[75,36.5,null,null,null,null,null,75,36.459709379128142,null,null,null,null,null,75,22.5,null,null,null,null,null,null,null,80,38]
[76,36.799999999999997,null,null,null,null,null,76,36.776750330250991,null,null,null,null,null,76,{"$f":"SUM($M$6+(($M$7-$M$6)*((O78-$L$6)/($L$7-$L$6))))","v":22.64},null,null,null,null,null,null,null,81,{"$f":"SUM(Y$77+((Y$87-Y$77)*((X78-X$77)/(X$87-X$77))))","v":38.299999999999997}]
[77,37.1,null,null,null,null,null,77,37.093791281373846,null,null,null,null,null,77,{"$f":"SUM($M$6+(($M$7-$M$6)*((O79-$L$6)/($L$7-$L$6))))","v":22.78},null,null,null,null,null,null,null,82,38.6]
[78,37.4,null,null,null,null,null,78,37.410832232496702,null,null,null,null,null,78,22.92,null,null,null,null,null,null,null,83,38.9]
[79,37.700000000000003,null,null,null,null,null,79,37.72787318361955,null,null,null,null,null,79,23.06,null,null,null,null,null,null,null,84,39.200000000000003]
[80,38,null,null,null,null,null,80,38.044914134742406,null,null,null,null,null,80,23.2,null,null,null,null,null,null,null,85,39.5]
[81,38.299999999999997,null,null,null,null,null,81,{"$f":"SUM($F$24+(($F$25-$F$24)*((H83-$E$24)/($E$25-$E$24))))","v":38.335535006605021},null,null,null,null,null,81,23.34,null,null,null,null,null,null,null,86,39.799999999999997]
[82,38.6,null,null,null,null,null,82,{"$f":"SUM($F$24+(($F$25-$F$24)*((H84-$E$24)/($E$25-$E$24))))","v":38.626155878467635},null,null,null,null,null,82,23.48,null,null,null,null,null,null,null,87,40.1]
[83,38.9,null,null,null,null,null,83,38.91677675033025,null,null,null,null,null,83,23.62,null,null,null,null,null,null,null,88,40.4]
[84,39.200000000000003,null,null,null,null,null,84,39.207397622192865,null,null,null,null,null,84,23.76,null,null,null,null,null,null,null,89,40.700000000000003]
[85,39.5,null,null,null,null,null,85,39.498018494055486,null,null,null,null,null,85,23.9,null,null,null,null,null,null,null,90,41]
[86,39.799999999999997,null,null,null,null,null,86,39.788639365918101,null,null,null,null,null,86,24.04,null,null,null,null,null,null,null,91,{"$f":"SUM(Y$87+((Y$97-Y$87)*((X88-X$87)/(X$97-X$87))))","v":41.3}]
[87,40.1,null,null,null,null,null,87,40.079260237780716,null,null,null,null,null,87,24.18,null,null,null,null,null,null,null,92,41.6]
[88,40.4,null,null,null,null,null,88,40.36988110964333,null,null,null,null,null,88,24.32,null,null,null,null,null,null,null,93,41.9]
[89,40.700000000000003,null,null,null,null,null,89,40.660501981505945,null,null,null,null,null,89,24.46,null,null,null,null,null,null,null,94,42.2]
[90,41,null,null,null,null,null,90,40.95112285336856,null,null,null,null,null,90,24.6,null,null,null,null,null,null,null,95,42.5]
[91,41.3,null,null,null,null,null,91,{"$f":"SUM($F$25+(($F$26-$F$25)*((H93-$E$25)/($E$26-$E$25))))","v":41.268163804491415},null,null,null,null,null,91,24.740000000000002,null,null,null,null,null,null,null,96,42.8]
[92,41.6,null,null,null,null,null,92,{"$f":"SUM($F$25+(($F$26-$F$25)*((H94-$E$25)/($E$26-$E$25))))","v":41.585204755614264},null,null,null,null,null,92,24.88,null,null,null,null,null,null,null,97,43.1]
[93,41.9,null,null,null,null,null,93,41.902245706737119,null,null,null,null,null,93,25.02,null,null,null,null,null,null,null,98,43.4]
[94,42.2,null,null,null,null,null,94,42.219286657859975,null,null,null,null,null,94,25.16,null,null,null,null,null,null,null,99,43.7]
[95,42.5,null,null,null,null,null,95,42.53632760898283,null,null,null,null,null,95,25.3,null,null,null,null,null,null,null,100,44]
[96,42.8,null,null,null,null,null,96,42.853368560105679,null,null,null,null,null,96,25.44,null,null,null,null,null,null,null,101,{"$f":"SUM(Y$97+((Y$117-Y$97)*((X98-X$97)/(X$117-X$97))))","v":44.2}]
[97,43.1,null,null,null,null,null,97,43.170409511228534,null,null,null,null,null,97,25.58,null,null,null,null,null,null,null,102,44.4]
[98,43.4,null,null,null,null,null,98,43.48745046235139,null,null,null,null,null,98,25.72,null,null,null,null,null,null,null,103,44.6]
[99,43.7,null,null,null,null,null,99,43.804491413474238,null,null,null,null,null,99,25.86,null,null,null,null,null,null,null,104,44.8]
[100,44,null,null,null,null,null,100,44.121532364597094,null,null,null,null,null,100,26,null,null,null,null,null,null,null,105,45]
[101,44.2,null,null,null,null,null,101,{"$f":"SUM($F$26+(($F$27-$F$26)*((H103-$E$26)/($E$27-$E$26))))","v":44.319682959048876},null,null,null,null,null,101,{"$f":"SUM($M$7+(($M$8-$M$7)*((O103-$L$7)/($L$8-$L$7))))","v":26.12},null,null,null,null,null,null,null,106,45.2]
[102,44.4,null,null,null,null,null,102,{"$f":"SUM($F$26+(($F$27-$F$26)*((H104-$E$26)/($E$27-$E$26))))","v":44.517833553500658},null,null,null,null,null,102,{"$f":"SUM($M$7+(($M$8-$M$7)*((O104-$L$7)/($L$8-$L$7))))","v":26.24},null,null,null,null,null,null,null,107,45.4]
[103,44.6,null,null,null,null,null,103,44.71598414795244,null,null,null,null,null,103,26.36,null,null,null,null,null,null,null,108,45.6]
[104,44.8,null,null,null,null,null,104,44.914134742404229,null,null,null,null,null,104,26.48,null,null,null,null,null,null,null,109,45.8]
[105,45,null,null,null,null,null,105,45.112285336856011,null,null,null,null,null,105,26.6,null,null,null,null,null,null,null,110,46]
[106,45.2,null,null,null,null,null,106,45.310435931307794,null,null,null,null,null,106,26.72,null,null,null,null,null,null,null,111,46.2]
[107,45.4,null,null,null,null,null,107,45.508586525759576,null,null,null,null,null,107,26.84,null,null,null,null,null,null,null,112,46.4]
[108,45.6,null,null,null,null,null,108,45.706737120211358,null,null,null,null,null,108,26.96,null,null,null,null,null,null,null,113,46.6]
[109,45.8,null,null,null,null,null,109,45.90488771466314,null,null,null,null,null,109,27.08,null,null,null,null,null,null,null,114,46.8]
[110,46,null,null,null,null,null,110,46.103038309114922,null,null,null,null,null,110,27.2,null,null,null,null,null,null,null,115,47]
[111,46.2,null,null,null,null,null,111,46.301188903566711,null,null,null,null,null,111,27.32,null,null,null,null,null,null,null,116,47.2]
[112,46.4,null,null,null,null,null,112,46.499339498018493,null,null,null,null,null,112,27.44,null,null,null,null,null,null,null,117,47.4]
[113,46.6,null,null,null,null,null,113,46.697490092470275,null,null,null,null,null,113,27.56,null,null,null,null,null,null,null,118,47.6]
[114,46.8,null,null,null,null,null,114,46.895640686922057,null,null,null,null,null,114,27.68,null,null,null,null,null,null,null,119,47.8]
[115,47,null,null,null,null,null,115,47.093791281373839,null,null,null,null,null,115,27.8,null,null,null,null,null,null,null,120,48]
[116,47.2,null,null,null,null,null,116,47.291941875825621,null,null,null,null,null,116,27.92,null,null,null,null,null,null,null,121,{"$f":"SUM(Y$117+((Y$137-Y$117)*((X118-X$117)/(X$137-X$117))))","v":48.25}]
[117,47.4,null,null,null,null,null,117,47.490092470277411,null,null,null,null,null,117,28.04,null,null,null,null,null,null,null,122,48.5]
[118,47.6,null,null,null,null,null,118,47.688243064729193,null,null,null,null,null,118,28.16,null,null,null,null,null,null,null,123,48.75]
[119,47.8,null,null,null,null,null,119,47.886393659180975,null,null,null,null,null,119,28.28,null,null,null,null,null,null,null,124,49]
[120,48,null,null,null,null,null,120,48.084544253632757,null,null,null,null,null,120,28.4,null,null,null,null,null,null,null,125,49.25]
[121,48.25,null,null,null,null,null,121,{"$f":"SUM($F$27+(($F$28-$F$27)*((H123-$E$27)/($E$28-$E$27))))","v":48.335535006605014},null,null,null,null,null,121,28.52,null,null,null,null,null,null,null,126,49.5]
[122,48.5,null,null,null,null,null,122,{"$f":"SUM($F$27+(($F$28-$F$27)*((H124-$E$27)/($E$28-$E$27))))","v":48.586525759577277},null,null,null,null,null,122,28.64,null,null,null,null,null,null,null,127,49.75]
[123,48.75,null,null,null,null,null,123,48.837516512549534,null,null,null,null,null,123,28.76,null,null,null,null,null,null,null,128,50]
[124,49,null,null,null,null,null,124,49.088507265521791,null,null,null,null,null,124,28.88,null,null,null,null,null,null,null,129,50.25]
[125,49.25,null,null,null,null,null,125,49.339498018494055,null,null,null,null,null,125,29,null,null,null,null,null,null,null,130,50.5]
[126,49.5,null,null,null,null,null,126,49.590488771466312,null,null,null,null,null,126,{"$f":"SUM($M$8+(($M$9-$M$8)*((O128-$L$8)/($L$9-$L$8))))","v":29.08},null,null,null,null,null,null,null,131,50.75]
[127,49.75,null,null,null,null,null,127,49.841479524438569,null,null,null,null,null,127,{"$f":"SUM($M$8+(($M$9-$M$8)*((O129-$L$8)/($L$9-$L$8))))","v":29.16},null,null,null,null,null,null,null,132,51]
[128,50,null,null,null,null,null,128,50.092470277410825,null,null,null,null,null,128,29.24,null,null,null,null,null,null,null,133,51.25]
[129,50.25,null,null,null,null,null,129,50.343461030383089,null,null,null,null,null,129,29.32,null,null,null,null,null,null,null,134,51.5]
[130,50.5,null,null,null,null,null,130,50.594451783355346,null,null,null,null,null,130,29.4,null,null,null,null,null,null,null,{"$f":"X131+1","v":135},51.75]
[131,50.75,null,null,null,null,null,131,50.845442536327603,null,null,null,null,null,131,29.48,null,null,null,null,null,null,null,136,52]
[132,51,null,null,null,null,null,132,51.096433289299867,null,null,null,null,null,132,29.56,null,null,null,null,null,null,null,137,52.25]
[133,51.25,null,null,null,null,null,133,51.347424042272124,null,null,null,null,null,133,29.64,null,null,null,null,null,null,null,138,52.5]
[134,51.5,null,null,null,null,null,134,51.598414795244381,null,null,null,null,null,134,29.72,null,null,null,null,null,null,null,139,52.75]
[{"$f":"A136+1","v":135},51.75,null,null,null,null,null,{"$f":"H136+1","v":135},51.849405548216637,null,null,null,null,null,135,29.8,null,null,null,null,null,null,null,140,53]
[136,52,null,null,null,null,null,136,52.100396301188901,null,null,null,null,null,136,29.88,null,null,null,null,null,null,null,141,{"$f":"SUM(Y$137+((Y$157-Y$137)*((X138-X$137)/(X$157-X$137))))","v":53.2}]
[137,52.25,null,null,null,null,null,137,52.351387054161158,null,null,null,null,null,137,29.96,null,null,null,null,null,null,null,142,53.4]
[138,52.5,null,null,null,null,null,138,52.602377807133415,null,null,null,null,null,138,30.04,null,null,null,null,null,null,null,143,53.6]
[139,52.75,null,null,null,null,null,139,52.853368560105679,null,null,null,null,null,139,30.12,null,null,null,null,null,null,null,144,53.8]
[140,53,null,null,null,null,null,140,53.104359313077936,null,null,null,null,null,140,30.2,null,null,null,null,null,null,null,145,54]
[141,53.2,null,null,null,null,null,141,{"$f":"SUM($F$28+(($F$29-$F$28)*((H143-$E$28)/($E$29-$E$28))))","v":53.302509907529718},null,null,null,null,null,141,30.28,null,null,null,null,null,null,null,146,54.2]
[142,53.4,null,null,null,null,null,142,{"$f":"SUM($F$28+(($F$29-$F$28)*((H144-$E$28)/($E$29-$E$28))))","v":53.5006605019815},null,null,null,null,null,142,30.36,null,null,null,null,null,null,null,147,54.4]
[143,53.6,null,null,null,null,null,143,53.698811096433289,null,null,null,null,null,143,30.44,null,null,null,null,null,null,null,148,54.6]
[144,53.8,null,null,null,null,null,144,53.896961690885071,null,null,null,null,null,144,30.52,null,null,null,null,null,null,null,149,54.8]
[145,54,null,null,null,null,null,145,54.095112285336853,null,null,null,null,null,145,30.6,null,null,null,null,null,null,null,150,55]
[146,54.2,null,null,null,null,null,146,54.293262879788635,null,null,null,null,null,146,30.68,null,null,null,null,null,null,null,151,55.2]
[147,54.4,null,null,null,null,null,147,54.491413474240417,null,null,null,null,null,147,30.76,null,null,null,null,null,null,null,152,55.4]
[148,54.6,null,null,null,null,null,148,54.689564068692206,null,null,null,null,null,148,30.84,null,null,null,null,null,null,null,153,55.6]
[149,54.8,null,null,null,null,null,149,54.887714663143989,null,null,null,null,null,149,30.92,null,null,null,null,null,null,null,154,55.8]
[150,55,null,null,null,null,null,150,55.085865257595771,null,null,null,null,null,150,31,null,null,null,null,null,null,null,155,56]
[151,55.2,null,null,null,null,null,151,55.284015852047553,null,null,null,null,null,151,{"$f":"SUM($M$9+(($M$10-$M$9)*((O153-$L$9)/($L$10-$L$9))))","v":31.1},null,null,null,null,null,null,null,156,56.2]
[152,55.4,null,null,null,null,null,152,55.482166446499335,null,null,null,null,null,152,{"$f":"SUM($M$9+(($M$10-$M$9)*((O154-$L$9)/($L$10-$L$9))))","v":31.2},null,null,null,null,null,null,null,157,56.4]
[153,55.6,null,null,null,null,null,153,55.680317040951124,null,null,null,null,null,153,31.3,null,null,null,null,null,null,null,158,56.6]
[154,55.8,null,null,null,null,null,154,55.878467635402906,null,null,null,null,null,154,31.4,null,null,null,null,null,null,null,159,56.8]
[155,56,null,null,null,null,null,155,56.076618229854688,null,null,null,null,null,155,31.5,null,null,null,null,null,null,null,160,57]
[156,56.2,null,null,null,null,null,156,56.27476882430647,null,null,null,null,null,156,31.6,null,null,null,null,null,null,null,161,{"$f":"SUM(Y$157+((Y$177-Y$157)*((X158-X$157)/(X$177-X$157))))","v":57.2}]
[157,56.4,null,null,null,null,null,157,56.472919418758252,null,null,null,null,null,157,31.7,null,null,null,null,null,null,null,162,57.4]
[158,56.6,null,null,null,null,null,158,56.671070013210041,null,null,null,null,null,158,31.8,null,null,null,null,null,null,null,163,57.6]
[159,56.8,null,null,null,null,null,159,56.869220607661823,null,null,null,null,null,159,31.9,null,null,null,null,null,null,null,164,57.8]
[160,57,null,null,null,null,null,160,57.067371202113605,null,null,null,null,null,160,32,null,null,null,null,null,null,null,165,58]
[161,57.2,null,null,null,null,null,161,{"$f":"SUM($F$29+(($F$30-$F$29)*((H163-$E$29)/($E$30-$E$29))))","v":57.265521796565388},null,null,null,null,null,161,32.1,null,null,null,null,null,null,null,166,58.2]
[162,57.4,null,null,null,null,null,162,{"$f":"SUM($F$29+(($F$30-$F$29)*((H164-$E$29)/($E$30-$E$29))))","v":57.46367239101717},null,null,null,null,null,162,32.200000000000003,null,null,null,null,null,null,null,167,58.4]
[163,57.6,null,null,null,null,null,163,57.661822985468952,null,null,null,null,null,163,32.299999999999997,null,null,null,null,null,null,null,168,58.6]
[164,57.8,null,null,null,null,null,164,57.859973579920741,null,null,null,null,null,164,32.4,null,null,null,null,null,null,null,169,58.8]
[165,58,null,null,null,null,null,165,58.058124174372523,null,null,null,null,null,165,32.5,null,null,null,null,null,null,null,170,59]
[166,58.2,null,null,null,null,null,166,58.256274768824305,null,null,null,null,null,166,32.6,null,null,null,null,null,null,null,171,59.2]
[167,58.4,null,null,null,null,null,167,58.454425363276087,null,null,null,null,null,167,32.700000000000003,null,null,null,null,null,null,null,172,59.4]
[168,58.6,null,null,null,null,null,168,58.652575957727869,null,null,null,null,null,168,32.799999999999997,null,null,null,null,null,null,null,173,59.6]
[169,58.8,null,null,null,null,null,169,58.850726552179651,null,null,null,null,null,169,32.9,null,null,null,null,null,null,null,174,59.8]
[170,59,null,null,null,null,null,170,59.04887714663144,null,null,null,null,null,170,33,null,null,null,null,null,null,null,175,60]
[171,59.2,null,null,null,null,null,171,59.247027741083222,null,null,null,null,null,171,33.1,null,null,null,null,null,null,null,176,60.2]
[172,59.4,null,null,null,null,null,172,59.445178335535005,null,null,null,null,null,172,33.200000000000003,null,null,null,null,null,null,null,177,60.4]
[173,59.6,null,null,null,null,null,173,59.643328929986787,null,null,null,null,null,173,33.299999999999997,null,null,null,null,null,null,null,178,60.6]
[174,59.8,null,null,null,null,null,174,59.841479524438569,null,null,null,null,null,174,33.4,null,null,null,null,null,null,null,179,60.8]
[175,60,null,null,null,null,null,175,60.039630118890351,null,null,null,null,null,175,33.5,null,null,null,null,null,null,null,180,61]
[176,60.2,null,null,null,null,null,176,60.237780713342133,null,null,null,null,null,176,{"$f":"SUM($M$10+(($M$11-$M$10)*((O178-$L$10)/($L$11-$L$10))))","v":33.56},null,null,null,null,null,null,null,181,{"$f":"SUM(Y$177+((Y$197-Y$177)*((X178-X$177)/(X$197-X$177))))","v":61.2}]
[177,60.4,null,null,null,null,null,177,60.435931307793922,null,null,null,null,null,177,{"$f":"SUM($M$10+(($M$11-$M$10)*((O179-$L$10)/($L$11-$L$10))))","v":33.619999999999997},null,null,null,null,null,null,null,182,61.4]
[178,60.6,null,null,null,null,null,178,60.634081902245704,null,null,null,null,null,178,33.68,null,null,null,null,null,null,null,183,61.6]
[179,60.8,null,null,null,null,null,179,60.832232496697486,null,null,null,null,null,179,33.74,null,null,null,null,null,null,null,184,61.8]
[180,61,null,null,null,null,null,180,61.030383091149268,null,null,null,null,null,180,33.799999999999997,null,null,null,null,null,null,null,185,62]
[181,61.2,null,null,null,null,null,181,{"$f":"SUM($F$30+(($F$31-$F$30)*((H183-$E$30)/($E$31-$E$30))))","v":61.22853368560105},null,null,null,null,null,181,33.86,null,null,null,null,null,null,null,186,62.2]
[182,61.4,null,null,null,null,null,182,{"$f":"SUM($F$30+(($F$31-$F$30)*((H184-$E$30)/($E$31-$E$30))))","v":61.426684280052839},null,null,null,null,null,182,33.92,null,null,null,null,null,null,null,187,62.4]
[183,61.6,null,null,null,null,null,183,61.624834874504621,null,null,null,null,null,183,33.979999999999997,null,null,null,null,null,null,null,188,62.6]
[184,61.8,null,null,null,null,null,184,61.822985468956404,null,null,null,null,null,184,34.04,null,null,null,null,null,null,null,189,62.8]
[185,62,null,null,null,null,null,185,62.021136063408186,null,null,null,null,null,185,34.1,null,null,null,null,null,null,null,190,63]
[186,62.2,null,null,null,null,null,186,62.219286657859968,null,null,null,null,null,186,34.159999999999997,null,null,null,null,null,null,null,191,63.2]
[187,62.4,null,null,null,null,null,187,62.417437252311757,null,null,null,null,null,187,34.22,null,null,null,null,null,null,null,192,63.4]
[188,62.6,null,null,null,null,null,188,62.615587846763539,null,null,null,null,null,188,34.28,null,null,null,null,null,null,null,193,63.6]
[189,62.8,null,null,null,null,null,189,62.813738441215321,null,null,null,null,null,189,34.340000000000003,null,null,null,null,null,null,null,194,63.8]
[190,63,null,null,null,null,null,190,63.01188903566711,null,null,null,null,null,190,34.4,null,null,null,null,null,null,null,195,64]
[191,63.2,null,null,null,null,null,191,63.210039630118892,null,null,null,null,null,191,34.46,null,null,null,null,null,null,null,196,64.2]
[192,63.4,null,null,null,null,null,192,63.408190224570674,null,null,null,null,null,192,34.520000000000003,null,null,null,null,null,null,null,197,64.400000000000006]
[193,63.6,null,null,null,null,null,193,63.606340819022456,null,null,null,null,null,193,34.58,null,null,null,null,null,null,null,198,64.599999999999994]
[194,63.8,null,null,null,null,null,194,63.804491413474238,null,null,null,null,null,194,34.64,null,null,null,null,null,null,null,{"$f":"X195+1","v":199},64.8]
[195,64,null,null,null,null,null,195,64.002642007926028,null,null,null,null,null,195,34.700000000000003,null,null,null,null,null,null,null,200,65]
[196,64.2,null,null,null,null,null,196,64.200792602377817,null,null,null,null,null,196,34.76,null,null,null,null,null,null,null,201,{"$f":"SUM(Y$197+((Y$222-Y$197)*((X198-X$197)/(X$222-X$197))))","v":65.2}]
[197,64.400000000000006,null,null,null,null,null,197,64.398943196829592,null,null,null,null,null,197,34.82,null,null,null,null,null,null,null,202,65.400000000000006]
[198,64.599999999999994,null,null,null,null,null,198,64.597093791281381,null,null,null,null,null,198,34.880000000000003,null,null,null,null,null,null,null,203,65.599999999999994]
[{"$f":"A200+1","v":199},64.8,null,null,null,null,null,{"$f":"H200+1","v":199},64.795244385733156,null,null,null,null,null,199,34.94,null,null,null,null,null,null,null,204,65.8]
[200,65,null,null,null,null,null,200,64.993394980184945,null,null,null,null,null,200,35,null,null,null,null,null,null,null,205,66]
[201,65.2,null,null,null,null,null,201,{"$f":"SUM($F$31+(($F$32-$F$31)*((H203-$E$31)/($E$32-$E$31))))","v":65.194187582562748},null,null,null,null,null,201,{"$f":"SUM($M$11+(($M$12-$M$11)*((O203-$L$11)/($L$12-$L$11))))","v":35.08},null,null,null,null,null,null,null,206,66.2]
[202,65.400000000000006,null,null,null,null,null,202,{"$f":"SUM($F$31+(($F$32-$F$31)*((H204-$E$31)/($E$32-$E$31))))","v":65.394980184940565},null,null,null,null,null,202,{"$f":"SUM($M$11+(($M$12-$M$11)*((O204-$L$11)/($L$12-$L$11))))","v":35.159999999999997},null,null,null,null,null,null,null,207,66.400000000000006]
[203,65.599999999999994,null,null,null,null,null,203,65.595772787318367,null,null,null,null,null,203,35.24,null,null,null,null,null,null,null,208,66.599999999999994]
[204,65.8,null,null,null,null,null,204,65.79656538969617,null,null,null,null,null,204,35.32,null,null,null,null,null,null,null,209,66.8]
[205,66,null,null,null,null,null,205,65.997357992073972,null,null,null,null,null,205,35.4,null,null,null,null,null,null,null,210,67]
[206,66.2,null,null,null,null,null,206,66.198150594451789,null,null,null,null,null,206,35.479999999999997,null,null,null,null,null,null,null,211,67.2]
[207,66.400000000000006,null,null,null,null,null,207,66.398943196829592,null,null,null,null,null,207,35.56,null,null,null,null,null,null,null,212,67.400000000000006]
[208,66.599999999999994,null,null,null,null,null,208,66.599735799207394,null,null,null,null,null,208,35.64,null,null,null,null,null,null,null,213,67.599999999999994]
[209,66.8,null,null,null,null,null,209,66.800528401585211,null,null,null,null,null,209,35.72,null,null,null,null,null,null,null,214,67.8]
[210,67,null,null,null,null,null,210,67.001321003963014,null,null,null,null,null,210,35.799999999999997,null,null,null,null,null,null,null,215,68]
[211,67.2,null,null,null,null,null,211,67.202113606340816,null,null,null,null,null,211,35.880000000000003,null,null,null,null,null,null,null,216,68.2]
[212,67.400000000000006,null,null,null,null,null,212,67.402906208718619,null,null,null,null,null,212,35.96,null,null,null,null,null,null,null,217,68.400000000000006]
[213,67.599999999999994,null,null,null,null,null,213,67.603698811096436,null,null,null,null,null,213,36.04,null,null,null,null,null,null,null,218,68.599999999999994]
[214,67.8,null,null,null,null,null,214,67.804491413474238,null,null,null,null,null,214,36.119999999999997,null,null,null,null,null,null,null,219,68.8]
[215,68,null,null,null,null,null,215,68.005284015852041,null,null,null,null,null,215,36.200000000000003,null,null,null,null,null,null,null,220,69]
[216,68.2,null,null,null,null,null,216,68.206076618229844,null,null,null,null,null,216,36.28,null,null,null,null,null,null,null,221,69.2]
[217,68.400000000000006,null,null,null,null,null,217,68.406869220607661,null,null,null,null,null,217,36.36,null,null,null,null,null,null,null,222,69.400000000000006]
[218,68.599999999999994,null,null,null,null,null,218,68.607661822985463,null,null,null,null,null,218,36.44,null,null,null,null,null,null,null,223,69.599999999999994]
[219,68.8,null,null,null,null,null,219,68.808454425363266,null,null,null,null,null,219,36.520000000000003,null,null,null,null,null,null,null,224,69.8]
[220,69,null,null,null,null,null,220,69.009247027741083,null,null,null,null,null,220,36.6,null,null,null,null,null,null,null,225,70]
[221,69.2,null,null,null,null,null,221,69.210039630118885,null,null,null,null,null,221,36.68,null,null,null,null,null,null,null,226,{"$f":"SUM(Y$222+((Y$247-Y$222)*((X223-X$222)/(X$247-X$222))))","v":70.2}]
[222,69.400000000000006,null,null,null,null,null,222,69.410832232496688,null,null,null,null,null,222,36.76,null,null,null,null,null,null,null,227,70.400000000000006]
[223,69.599999999999994,null,null,null,null,null,223,69.61162483487449,null,null,null,null,null,223,36.840000000000003,null,null,null,null,null,null,null,228,70.599999999999994]
[224,69.8,null,null,null,null,null,224,69.812417437252307,null,null,null,null,null,224,36.92,null,null,null,null,null,null,null,229,70.8]
[225,70,null,null,null,null,null,225,70.01321003963011,null,null,null,null,null,225,37,null,null,null,null,null,null,null,230,71]
[226,70.2,null,null,null,null,null,226,{"$f":"SUM($F$32+(($F$33-$F$32)*((H228-$E$32)/($E$33-$E$32))))","v":70.214002642007912},null,null,null,null,null,226,{"$f":"SUM($M$12+(($M$13-$M$12)*((O228-$L$12)/($L$13-$L$12))))","v":37.08},null,null,null,null,null,null,null,231,71.2]
[227,70.400000000000006,null,null,null,null,null,227,{"$f":"SUM($F$32+(($F$33-$F$32)*((H229-$E$32)/($E$33-$E$32))))","v":70.414795244385729},null,null,null,null,null,227,{"$f":"SUM($M$12+(($M$13-$M$12)*((O229-$L$12)/($L$13-$L$12))))","v":37.159999999999997},null,null,null,null,null,null,null,232,71.400000000000006]
[228,70.599999999999994,null,null,null,null,null,228,70.615587846763532,null,null,null,null,null,228,{"$f":"SUM($M$12+(($M$13-$M$12)*((O230-$L$12)/($L$13-$L$12))))","v":37.24},null,null,null,null,null,null,null,233,71.599999999999994]
[229,70.8,null,null,null,null,null,229,70.816380449141334,null,null,null,null,null,229,{"$f":"SUM($M$12+(($M$13-$M$12)*((O231-$L$12)/($L$13-$L$12))))","v":37.32},null,null,null,null,null,null,null,234,71.8]
[230,71,null,null,null,null,null,230,71.017173051519151,null,null,null,null,null,230,{"$f":"SUM($M$12+(($M$13-$M$12)*((O232-$L$12)/($L$13-$L$12))))","v":37.4},null,null,null,null,null,null,null,235,72]
[231,71.2,null,null,null,null,null,231,71.217965653896954,null,null,null,null,null,231,37.479999999999997,null,null,null,null,null,null,null,236,72.2]
[232,71.400000000000006,null,null,null,null,null,232,71.418758256274756,null,null,null,null,null,232,37.56,null,null,null,null,null,null,null,237,72.400000000000006]
[233,71.599999999999994,null,null,null,null,null,233,71.619550858652573,null,null,null,null,null,233,37.64,null,null,null,null,null,null,null,238,72.599999999999994]
[234,71.8,null,null,null,null,null,234,71.820343461030376,null,null,null,null,null,234,37.72,null,null,null,null,null,null,null,239,72.8]
[235,72,null,null,null,null,null,235,72.021136063408179,null,null,null,null,null,235,37.799999999999997,null,null,null,null,null,null,null,240,73]
[236,72.2,null,null,null,null,null,236,72.221928665785995,null,null,null,null,null,236,37.880000000000003,null,null,null,null,null,null,null,241,73.2]
[237,72.400000000000006,null,null,null,null,null,237,72.422721268163798,null,null,null,null,null,237,37.96,null,null,null,null,null,null,null,242,73.400000000000006]
[238,72.599999999999994,null,null,null,null,null,238,72.623513870541601,null,null,null,null,null,238,38.04,null,null,null,null,null,null,null,243,73.599999999999994]
[239,72.8,null,null,null,null,null,239,72.824306472919403,null,null,null,null,null,239,38.119999999999997,null,null,null,null,null,null,null,244,73.8]
[240,73,null,null,null,null,null,240,73.02509907529722,null,null,null,null,null,240,38.200000000000003,null,null,null,null,null,null,null,245,74]
[241,73.2,null,null,null,null,null,241,73.225891677675023,null,null,null,null,null,241,38.28,null,null,null,null,null,null,null,246,74.2]
[242,73.400000000000006,null,null,null,null,null,242,73.426684280052825,null,null,null,null,null,242,38.36,null,null,null,null,null,null,null,247,74.400000000000006]
[243,73.599999999999994,null,null,null,null,null,243,73.627476882430642,null,null,null,null,null,243,38.44,null,null,null,null,null,null,null,248,74.599999999999994]
[244,73.8,null,null,null,null,null,244,73.828269484808445,null,null,null,null,null,244,38.520000000000003,null,null,null,null,null,null,null,249,74.8]
[245,74,null,null,null,null,null,245,74.029062087186247,null,null,null,null,null,245,38.6,null,null,null,null,null,null,null,250,75]
[246,74.2,null,null,null,null,null,246,74.229854689564064,null,null,null,null,null,246,38.68,null,null,null,null,null,null,null,251,{"$f":"SUM(Y$247+((Y$272-Y$247)*((X248-X$247)/(X$272-X$247))))","v":75.2}]
[247,74.400000000000006,null,null,null,null,null,247,74.430647291941867,null,null,null,null,null,247,38.76,null,null,null,null,null,null,null,252,75.400000000000006]
[248,74.599999999999994,null,null,null,null,null,248,74.631439894319669,null,null,null,null,null,248,38.840000000000003,null,null,null,null,null,null,null,253,75.599999999999994]
[249,74.8,null,null,null,null,null,249,74.832232496697486,null,null,null,null,null,249,38.92,null,null,null,null,null,null,null,254,75.8]
[250,75,null,null,null,null,null,250,75.033025099075289,null,null,null,null,null,250,39,null,null,null,null,null,null,null,255,76]
[251,75.2,null,null,null,null,null,251,{"$f":"SUM($F$33+(($F$34-$F$33)*((H253-$E$33)/($E$34-$E$33))))","v":75.233817701453091},null,null,null,null,null,251,{"$f":"SUM($M$13+(($M$14-$M$13)*((O253-$L$13)/($L$14-$L$13))))","v":39.08},null,null,null,null,null,null,null,256,76.2]
[252,75.400000000000006,null,null,null,null,null,252,{"$f":"SUM($F$33+(($F$34-$F$33)*((H254-$E$33)/($E$34-$E$33))))","v":75.434610303830908},null,null,null,null,null,252,{"$f":"SUM($M$13+(($M$14-$M$13)*((O254-$L$13)/($L$14-$L$13))))","v":39.159999999999997},null,null,null,null,null,null,null,257,76.400000000000006]
[253,75.599999999999994,null,null,null,null,null,253,75.635402906208711,null,null,null,null,null,253,39.24,null,null,null,null,null,null,null,258,76.599999999999994]
[254,75.8,null,null,null,null,null,254,75.836195508586513,null,null,null,null,null,254,39.32,null,null,null,null,null,null,null,259,76.8]
[255,76,null,null,null,null,null,255,76.03698811096433,null,null,null,null,null,255,39.4,null,null,null,null,null,null,null,260,77]
[256,76.2,null,null,null,null,null,256,76.237780713342133,null,null,null,null,null,256,39.479999999999997,null,null,null,null,null,null,null,261,77.2]
[257,76.400000000000006,null,null,null,null,null,257,76.438573315719935,null,null,null,null,null,257,39.56,null,null,null,null,null,null,null,262,77.400000000000006]
[258,76.599999999999994,null,null,null,null,null,258,76.639365918097752,null,null,null,null,null,258,39.64,null,null,null,null,null,null,null,{"$f":"X259+1","v":263},77.599999999999994]
[259,76.8,null,null,null,null,null,259,76.840158520475555,null,null,null,null,null,259,39.72,null,null,null,null,null,null,null,264,77.8]
[260,77,null,null,null,null,null,260,77.040951122853357,null,null,null,null,null,260,39.799999999999997,null,null,null,null,null,null,null,265,78]
[261,77.2,null,null,null,null,null,261,77.241743725231174,null,null,null,null,null,261,39.880000000000003,null,null,null,null,null,null,null,266,78.2]
[262,77.400000000000006,null,null,null,null,null,262,77.442536327608977,null,null,null,null,null,262,39.96,null,null,null,null,null,null,null,267,78.400000000000006]
[{"$f":"A264+1","v":263},77.599999999999994,null,null,null,null,null,{"$f":"H264+1","v":263},77.643328929986779,null,null,null,null,null,263,40.04,null,null,null,null,null,null,null,268,78.599999999999994]
[264,77.8,null,null,null,null,null,264,77.844121532364596,null,null,null,null,null,264,40.119999999999997,null,null,null,null,null,null,null,269,78.8]
[265,78,null,null,null,null,null,265,78.044914134742399,null,null,null,null,null,265,40.200000000000003,null,null,null,null,null,null,null,270,79]
[266,78.2,null,null,null,null,null,266,78.245706737120202,null,null,null,null,null,266,40.28,null,null,null,null,null,null,null,271,79.2]
[267,78.400000000000006,null,null,null,null,null,267,78.446499339498004,null,null,null,null,null,267,40.36,null,null,null,null,null,null,null,272,79.400000000000006]
[268,78.599999999999994,null,null,null,null,null,268,78.647291941875821,null,null,null,null,null,268,40.44,null,null,null,null,null,null,null,273,79.599999999999994]
[269,78.8,null,null,null,null,null,269,78.848084544253624,null,null,null,null,null,269,40.520000000000003,null,null,null,null,null,null,null,274,79.8]
[270,79,null,null,null,null,null,270,79.048877146631426,null,null,null,null,null,270,40.6,null,null,null,null,null,null,null,275,80]
[271,79.2,null,null,null,null,null,271,79.249669749009243,null,null,null,null,null,271,40.68,null,null,null,null,null,null,null,276,{"$f":"SUM(Y$272+((Y$297-Y$272)*((X273-X$272)/(X$297-X$272))))","v":80.2}]
[272,79.400000000000006,null,null,null,null,null,272,79.450462351387046,null,null,null,null,null,272,40.76,null,null,null,null,null,null,null,277,80.400000000000006]
[273,79.599999999999994,null,null,null,null,null,273,79.651254953764848,null,null,null,null,null,273,40.840000000000003,null,null,null,null,null,null,null,278,80.599999999999994]
[274,79.8,null,null,null,null,null,274,79.852047556142665,null,null,null,null,null,274,40.92,null,null,null,null,null,null,null,279,80.8]
[275,80,null,null,null,null,null,275,80.052840158520468,null,null,null,null,null,275,{"$f":"SUM($M$13+(($M$14-$M$13)*((O277-$L$13)/($L$14-$L$13))))","v":41},null,null,null,null,null,null,null,280,81]
[276,80.2,null,null,null,null,null,276,{"$f":"SUM($F$34+(($F$35-$F$34)*((H278-$E$34)/($E$35-$E$34))))","v":80.25363276089827},null,null,null,null,null,276,{"$f":"SUM($M$14+(($M$15-$M$14)*((O278-$L$14)/($L$15-$L$14))))","v":41.06},null,null,null,null,null,null,null,281,81.2]
[277,80.400000000000006,null,null,null,null,null,277,{"$f":"SUM($F$34+(($F$35-$F$34)*((H279-$E$34)/($E$35-$E$34))))","v":80.454425363276087},null,null,null,null,null,277,{"$f":"SUM($M$14+(($M$15-$M$14)*((O279-$L$14)/($L$15-$L$14))))","v":41.12},null,null,null,null,null,null,null,282,81.400000000000006]
[278,80.599999999999994,null,null,null,null,null,278,80.65521796565389,null,null,null,null,null,278,41.18,null,null,null,null,null,null,null,283,81.599999999999994]
[279,80.8,null,null,null,null,null,279,80.856010568031692,null,null,null,null,null,279,41.24,null,null,null,null,null,null,null,284,81.8]
[280,81,null,null,null,null,null,280,81.056803170409509,null,null,null,null,null,280,41.3,null,null,null,null,null,null,null,285,82]
[281,81.2,null,null,null,null,null,281,81.257595772787312,null,null,null,null,null,281,41.36,null,null,null,null,null,null,null,286,82.2]
[282,81.400000000000006,null,null,null,null,null,282,81.458388375165114,null,null,null,null,null,282,41.42,null,null,null,null,null,null,null,287,82.4]
[283,81.599999999999994,null,null,null,null,null,283,81.659180977542931,null,null,null,null,null,283,41.48,null,null,null,null,null,null,null,288,82.6]
[284,81.8,null,null,null,null,null,284,81.859973579920734,null,null,null,null,null,284,41.54,null,null,null,null,null,null,null,289,82.8]
[285,82,null,null,null,null,null,285,82.060766182298536,null,null,null,null,null,285,41.6,null,null,null,null,null,null,null,290,83]
[286,82.2,null,null,null,null,null,286,82.261558784676353,null,null,null,null,null,286,41.66,null,null,null,null,null,null,null,291,83.2]
[287,82.4,null,null,null,null,null,287,82.462351387054156,null,null,null,null,null,287,41.72,null,null,null,null,null,null,null,292,83.4]
[288,82.6,null,null,null,null,null,288,82.663143989431958,null,null,null,null,null,288,41.78,null,null,null,null,null,null,null,293,83.6]
[289,82.8,null,null,null,null,null,289,82.863936591809761,null,null,null,null,null,289,41.84,null,null,null,null,null,null,null,294,83.8]
[290,83,null,null,null,null,null,290,83.064729194187578,null,null,null,null,null,290,41.9,null,null,null,null,null,null,null,295,84]
[291,83.2,null,null,null,null,null,291,83.26552179656538,null,null,null,null,null,291,41.96,null,null,null,null,null,null,null,296,84.2]
[292,83.4,null,null,null,null,null,292,83.466314398943183,null,null,null,null,null,292,42.02,null,null,null,null,null,null,null,297,84.4]
[293,83.6,null,null,null,null,null,293,83.667107001321,null,null,null,null,null,293,42.08,null,null,null,null,null,null,null,298,84.6]
[294,83.8,null,null,null,null,null,294,83.867899603698802,null,null,null,null,null,294,42.14,null,null,null,null,null,null,null,299,84.8]
[295,84,null,null,null,null,null,295,84.068692206076605,null,null,null,null,null,295,42.2,null,null,null,null,null,null,null,300,85]
[296,84.2,null,null,null,null,null,296,84.269484808454422,null,null,null,null,null,296,42.26,null,null,null,null,null,null,null,301,{"$f":"SUM(Y$297+((Y$397-Y$297)*((X298-X$297)/(X$397-X$297))))","v":85.2}]
[297,84.4,null,null,null,null,null,297,84.470277410832225,null,null,null,null,null,297,42.32,null,null,null,null,null,null,null,302,85.4]
[298,84.6,null,null,null,null,null,298,84.671070013210027,null,null,null,null,null,298,42.38,null,null,null,null,null,null,null,303,85.6]
[299,84.8,null,null,null,null,null,299,84.871862615587844,null,null,null,null,null,299,42.44,null,null,null,null,null,null,null,304,85.8]
[300,85,null,null,null,null,null,300,85.072655217965647,null,null,null,null,null,300,42.5,null,null,null,null,null,null,null,305,86]
[301,85.2,null,null,null,null,null,301,{"$f":"SUM($F$35+(($F$36-$F$35)*((H303-$E$35)/($E$36-$E$35))))","v":85.270805812417436},null,null,null,null,null,301,{"$f":"SUM($M$15+(($M$16-$M$15)*((O303-$L$15)/($L$16-$L$15))))","v":42.56},null,null,null,null,null,null,null,306,86.2]
[302,85.4,null,null,null,null,null,302,{"$f":"SUM($F$35+(($F$36-$F$35)*((H304-$E$35)/($E$36-$E$35))))","v":85.468956406869211},null,null,null,null,null,302,{"$f":"SUM($M$15+(($M$16-$M$15)*((O304-$L$15)/($L$16-$L$15))))","v":42.62},null,null,null,null,null,null,null,307,86.4]
[303,85.6,null,null,null,null,null,303,85.667107001321,null,null,null,null,null,303,42.68,null,null,null,null,null,null,null,308,86.6]
[304,85.8,null,null,null,null,null,304,85.865257595772775,null,null,null,null,null,304,42.74,null,null,null,null,null,null,null,309,86.8]
[305,86,null,null,null,null,null,305,86.063408190224564,null,null,null,null,null,305,42.8,null,null,null,null,null,null,null,310,87]
[306,86.2,null,null,null,null,null,306,86.261558784676353,null,null,null,null,null,306,42.86,null,null,null,null,null,null,null,311,87.2]
[307,86.4,null,null,null,null,null,307,86.459709379128128,null,null,null,null,null,307,42.92,null,null,null,null,null,null,null,312,87.4]
[308,86.6,null,null,null,null,null,308,86.657859973579917,null,null,null,null,null,308,42.98,null,null,null,null,null,null,null,313,87.6]
[309,86.8,null,null,null,null,null,309,86.856010568031692,null,null,null,null,null,309,43.04,null,null,null,null,null,null,null,314,87.8]
[310,87,null,null,null,null,null,310,87.054161162483481,null,null,null,null,null,310,43.1,null,null,null,null,null,null,null,315,88]
[311,87.2,null,null,null,null,null,311,87.252311756935256,null,null,null,null,null,311,43.16,null,null,null,null,null,null,null,316,88.2]
[312,87.4,null,null,null,null,null,312,87.450462351387046,null,null,null,null,null,312,43.22,null,null,null,null,null,null,null,317,88.4]
[313,87.6,null,null,null,null,null,313,87.648612945838835,null,null,null,null,null,313,43.28,null,null,null,null,null,null,null,318,88.6]
[314,87.8,null,null,null,null,null,314,87.84676354029061,null,null,null,null,null,314,43.34,null,null,null,null,null,null,null,319,88.8]
[315,88,null,null,null,null,null,315,88.044914134742399,null,null,null,null,null,315,43.4,null,null,null,null,null,null,null,320,89]
[316,88.2,null,null,null,null,null,316,88.243064729194174,null,null,null,null,null,316,43.46,null,null,null,null,null,null,null,321,89.2]
[317,88.4,null,null,null,null,null,317,88.441215323645963,null,null,null,null,null,317,43.52,null,null,null,null,null,null,null,322,89.4]
[318,88.6,null,null,null,null,null,318,88.639365918097752,null,null,null,null,null,318,43.58,null,null,null,null,null,null,null,323,89.6]
[319,88.8,null,null,null,null,null,319,88.837516512549527,null,null,null,null,null,319,43.64,null,null,null,null,null,null,null,324,89.8]
[320,89,null,null,null,null,null,320,89.035667107001316,null,null,null,null,null,320,43.7,null,null,null,null,null,null,null,325,90]
[321,89.2,null,null,null,null,null,321,89.233817701453091,null,null,null,null,null,321,43.76,null,null,null,null,null,null,null,326,90.2]
[322,89.4,null,null,null,null,null,322,89.431968295904881,null,null,null,null,null,322,43.82,null,null,null,null,null,null,null,{"$f":"X323+1","v":327},90.4]
[323,89.6,null,null,null,null,null,323,89.63011889035667,null,null,null,null,null,323,43.88,null,null,null,null,null,null,null,328,90.6]
[324,89.8,null,null,null,null,null,324,89.828269484808445,null,null,null,null,null,324,43.94,null,null,null,null,null,null,null,329,90.8]
[325,90,null,null,null,null,null,325,90.026420079260234,null,null,null,null,null,325,44,null,null,null,null,null,null,null,330,91]
[326,90.2,null,null,null,null,null,326,90.224570673712009,null,null,null,null,null,326,{"$f":"SUM($M$16+(($M$17-$M$16)*((O328-$L$16)/($L$17-$L$16))))","v":44.04},null,null,null,null,null,null,null,331,91.2]
[{"$f":"A328+1","v":327},90.4,null,null,null,null,null,{"$f":"H328+1","v":327},90.422721268163798,null,null,null,null,null,327,{"$f":"SUM($M$16+(($M$17-$M$16)*((O329-$L$16)/($L$17-$L$16))))","v":44.08},null,null,null,null,null,null,null,332,91.4]
[328,90.6,null,null,null,null,null,328,90.620871862615587,null,null,null,null,null,328,44.12,null,null,null,null,null,null,null,333,{"$f":"SUM(Y$297+((Y$397-Y$297)*((X330-X$297)/(X$397-X$297))))","v":91.6}]
[329,90.8,null,null,null,null,null,329,90.819022457067362,null,null,null,null,null,329,44.16,null,null,null,null,null,null,null,334,91.8]
[330,91,null,null,null,null,null,330,91.017173051519151,null,null,null,null,null,330,44.2,null,null,null,null,null,null,null,335,92]
[331,91.2,null,null,null,null,null,331,91.215323645970926,null,null,null,null,null,331,44.24,null,null,null,null,null,null,null,336,92.2]
[332,91.4,null,null,null,null,null,332,91.413474240422715,null,null,null,null,null,332,44.28,null,null,null,null,null,null,null,337,92.4]
[333,91.6,null,null,null,null,null,333,91.611624834874505,null,null,null,null,null,333,44.32,null,null,null,null,null,null,null,338,92.6]
[334,91.8,null,null,null,null,null,334,91.80977542932628,null,null,null,null,null,334,44.36,null,null,null,null,null,null,null,339,92.8]
[335,92,null,null,null,null,null,335,92.007926023778069,null,null,null,null,null,335,44.4,null,null,null,null,null,null,null,340,93]
[336,92.2,null,null,null,null,null,336,92.206076618229844,null,null,null,null,null,336,44.44,null,null,null,null,null,null,null,341,93.2]
[337,92.4,null,null,null,null,null,337,92.404227212681633,null,null,null,null,null,337,44.48,null,null,null,null,null,null,null,342,93.4]
[338,92.6,null,null,null,null,null,338,92.602377807133408,null,null,null,null,null,338,44.52,null,null,null,null,null,null,null,343,93.6]
[339,92.8,null,null,null,null,null,339,92.800528401585197,null,null,null,null,null,339,44.56,null,null,null,null,null,null,null,344,93.8]
[340,93,null,null,null,null,null,340,92.998678996036986,null,null,null,null,null,340,44.6,null,null,null,null,null,null,null,345,94]
[341,93.2,null,null,null,null,null,341,93.196829590488761,null,null,null,null,null,341,44.64,null,null,null,null,null,null,null,346,94.2]
[342,93.4,null,null,null,null,null,342,93.39498018494055,null,null,null,null,null,342,44.68,null,null,null,null,null,null,null,347,94.4]
[343,93.6,null,null,null,null,null,343,93.593130779392325,null,null,null,null,null,343,44.72,null,null,null,null,null,null,null,348,94.6]
[344,93.8,null,null,null,null,null,344,93.791281373844114,null,null,null,null,null,344,44.76,null,null,null,null,null,null,null,349,94.8]
[345,94,null,null,null,null,null,345,93.989431968295904,null,null,null,null,null,345,44.8,null,null,null,null,null,null,null,350,95]
[346,94.2,null,null,null,null,null,346,94.187582562747679,null,null,null,null,null,346,44.84,null,null,null,null,null,null,null,351,95.2]
[347,94.4,null,null,null,null,null,347,94.385733157199468,null,null,null,null,null,347,44.88,null,null,null,null,null,null,null,352,95.4]
[348,94.6,null,null,null,null,null,348,94.583883751651243,null,null,null,null,null,348,44.92,null,null,null,null,null,null,null,353,95.6]
[349,94.8,null,null,null,null,null,349,94.782034346103032,null,null,null,null,null,349,44.96,null,null,null,null,null,null,null,354,95.8]
[350,95,null,null,null,null,null,350,94.980184940554807,null,null,null,null,null,350,45,null,null,null,null,null,null,null,355,96]
[351,95.2,null,null,null,null,null,351,95.178335535006596,null,null,null,null,null,351,{"$f":"SUM($M$17+(($M$18-$M$17)*((O353-$L$17)/($L$18-$L$17))))","v":45.04},null,null,null,null,null,null,null,356,96.2]
[352,95.4,null,null,null,null,null,352,95.376486129458385,null,null,null,null,null,352,{"$f":"SUM($M$17+(($M$18-$M$17)*((O354-$L$17)/($L$18-$L$17))))","v":45.08},null,null,null,null,null,null,null,357,96.4]
[353,95.6,null,null,null,null,null,353,95.57463672391016,null,null,null,null,null,353,45.12,null,null,null,null,null,null,null,358,96.6]
[354,95.8,null,null,null,null,null,354,95.772787318361949,null,null,null,null,null,354,45.16,null,null,null,null,null,null,null,359,96.8]
[355,96,null,null,null,null,null,355,95.970937912813724,null,null,null,null,null,355,45.2,null,null,null,null,null,null,null,360,97]
[356,96.2,null,null,null,null,null,356,96.169088507265513,null,null,null,null,null,356,45.24,null,null,null,null,null,null,null,361,97.2]
[357,96.4,null,null,null,null,null,357,96.367239101717303,null,null,null,null,null,357,45.28,null,null,null,null,null,null,null,362,97.4]
[358,96.6,null,null,null,null,null,358,96.565389696169078,null,null,null,null,null,358,45.32,null,null,null,null,null,null,null,363,97.6]
[359,96.8,null,null,null,null,null,359,96.763540290620867,null,null,null,null,null,359,45.36,null,null,null,null,null,null,null,364,97.8]
[360,97,null,null,null,null,null,360,96.961690885072642,null,null,null,null,null,360,45.4,null,null,null,null,null,null,null,365,{"$f":"SUM(Y$297+((Y$397-Y$297)*((X362-X$297)/(X$397-X$297))))","v":98}]
[361,97.2,null,null,null,null,null,361,97.159841479524431,null,null,null,null,null,361,45.44,null,null,null,null,null,null,null,366,98.2]
[362,97.4,null,null,null,null,null,362,97.35799207397622,null,null,null,null,null,362,45.48,null,null,null,null,null,null,null,367,98.4]
[363,97.6,null,null,null,null,null,363,97.556142668427995,null,null,null,null,null,363,45.52,null,null,null,null,null,null,null,368,98.6]
[364,97.8,null,null,null,null,null,364,97.754293262879784,null,null,null,null,null,364,45.56,null,null,null,null,null,null,null,369,98.8]
[365,98,null,null,null,null,null,365,97.952443857331559,null,null,null,null,null,365,45.6,null,null,null,null,null,null,null,370,99]
[366,98.2,null,null,null,null,null,366,{"$f":"SUM($F$35+(($F$36-$F$35)*((H368-$E$35)/($E$36-$E$35))))","v":98.150594451783348},null,null,null,null,null,366,45.64,null,null,null,null,null,null,null,371,99.2]
[367,98.4,null,null,null,null,null,367,98.348745046235138,null,null,null,null,null,367,45.68,null,null,null,null,null,null,null,372,99.4]
[368,98.6,null,null,null,null,null,368,98.546895640686913,null,null,null,null,null,368,45.72,null,null,null,null,null,null,null,373,99.6]
[369,98.8,null,null,null,null,null,369,98.745046235138702,null,null,null,null,null,369,45.76,null,null,null,null,null,null,null,374,99.8]
[370,99,null,null,null,null,null,370,98.943196829590477,null,null,null,null,null,370,45.8,null,null,null,null,null,null,null,375,100]
[371,99.2,null,null,null,null,null,371,99.141347424042266,null,null,null,null,null,371,45.84,null,null,null,null,null,null,null,376,100.2]
[372,99.4,null,null,null,null,null,372,99.339498018494055,null,null,null,null,null,372,45.88,null,null,null,null,null,null,null,377,100.4]
[373,99.6,null,null,null,null,null,373,99.53764861294583,null,null,null,null,null,373,45.92,null,null,null,null,null,null,null,378,100.6]
[374,99.8,null,null,null,null,null,374,99.735799207397619,null,null,null,null,null,374,45.96,null,null,null,null,null,null,null,379,100.8]
[375,100,null,null,null,null,null,375,99.933949801849394,null,null,null,null,null,375,46,null,null,null,null,null,null,null,380,101]
[376,100.2,null,null,null,null,null,376,100.13210039630118,null,null,null,null,null,376,{"$f":"SUM($M$18+(($M$19-$M$18)*((O378-$L$18)/($L$19-$L$18))))","v":46.04},null,null,null,null,null,null,null,381,101.2]
[377,100.4,null,null,null,null,null,377,100.33025099075297,null,null,null,null,null,377,{"$f":"SUM($M$18+(($M$19-$M$18)*((O379-$L$18)/($L$19-$L$18))))","v":46.08},null,null,null,null,null,null,null,382,101.4]
[378,100.6,null,null,null,null,null,378,100.52840158520475,null,null,null,null,null,378,46.12,null,null,null,null,null,null,null,383,101.6]
[379,100.8,null,null,null,null,null,379,100.72655217965654,null,null,null,null,null,379,46.16,null,null,null,null,null,null,null,384,101.8]
[380,101,null,null,null,null,null,380,100.92470277410831,null,null,null,null,null,380,46.2,null,null,null,null,null,null,null,385,102]
[381,101.2,null,null,null,null,null,381,101.1228533685601,null,null,null,null,null,381,46.24,null,null,null,null,null,null,null,386,102.2]
[382,101.4,null,null,null,null,null,382,101.32100396301188,null,null,null,null,null,382,46.28,null,null,null,null,null,null,null,387,102.4]
[383,101.6,null,null,null,null,null,383,101.51915455746366,null,null,null,null,null,383,46.32,null,null,null,null,null,null,null,388,102.6]
[384,101.8,null,null,null,null,null,384,101.71730515191544,null,null,null,null,null,384,46.36,null,null,null,null,null,null,null,389,102.8]
[385,102,null,null,null,null,null,385,101.91545574636723,null,null,null,null,null,385,46.4,null,null,null,null,null,null,null,390,103]
[386,102.2,null,null,null,null,null,386,102.11360634081902,null,null,null,null,null,386,46.44,null,null,null,null,null,null,null,{"$f":"X387+1","v":391},103.2]
[387,102.4,null,null,null,null,null,387,102.31175693527079,null,null,null,null,null,387,46.48,null,null,null,null,null,null,null,392,103.4]
[388,102.6,null,null,null,null,null,388,102.50990752972258,null,null,null,null,null,388,46.52,null,null,null,null,null,null,null,393,103.6]
[389,102.8,null,null,null,null,null,389,102.70805812417436,null,null,null,null,null,389,46.56,null,null,null,null,null,null,null,394,103.8]
[390,103,null,null,null,null,null,390,102.90620871862615,null,null,null,null,null,390,46.6,null,null,null,null,null,null,null,395,104]
[{"$f":"A392+1","v":391},103.2,null,null,null,null,null,{"$f":"H392+1","v":391},103.10435931307794,null,null,null,null,null,391,46.64,null,null,null,null,null,null,null,396,104.2]
[392,103.4,null,null,null,null,null,392,103.30250990752971,null,null,null,null,null,392,46.68,null,null,null,null,null,null,null,397,{"$f":"SUM(Y$297+((Y$397-Y$297)*((X394-X$297)/(X$397-X$297))))","v":104.4}]
[393,103.6,null,null,null,null,null,393,103.5006605019815,null,null,null,null,null,393,46.72,null,null,null,null,null,null,null,398,104.6]
[394,103.8,null,null,null,null,null,394,103.69881109643327,null,null,null,null,null,394,46.76,null,null,null,null,null,null,null,399,104.8]
[395,104,null,null,null,null,null,395,103.89696169088506,null,null,null,null,null,395,46.8,null,null,null,null,null,null,null,400,105]
[396,104.2,null,null,null,null,null,396,104.09511228533685,null,null,null,null,null,396,46.84,null,null,null,null,null,null,null,401,{"$f":"SUM(Y$397+((Y$497-Y$397)*((X398-X$397)/(X$497-X$397))))","v":105.2}]
[397,104.4,null,null,null,null,null,397,104.29326287978863,null,null,null,null,null,397,46.88,null,null,null,null,null,null,null,402,105.4]
[398,104.6,null,null,null,null,null,398,104.49141347424042,null,null,null,null,null,398,46.92,null,null,null,null,null,null,null,403,105.6]
[399,104.8,null,null,null,null,null,399,104.68956406869219,null,null,null,null,null,399,46.96,null,null,null,null,null,null,null,404,105.8]
[400,105,null,null,null,null,null,400,104.88771466314398,null,null,null,null,null,400,47,null,null,null,null,null,null,null,405,106]
[401,105.2,null,null,null,null,null,401,{"$f":"SUM($F$36+(($F$37-$F$36)*((H403-$E$36)/($E$37-$E$36))))","v":105.08850726552178},null,null,null,null,null,null,null,null,null,null,null,null,null,null,406,106.2]
[402,105.4,null,null,null,null,null,402,{"$f":"SUM($F$36+(($F$37-$F$36)*((H404-$E$36)/($E$37-$E$36))))","v":105.2892998678996},null,null,null,null,null,null,null,null,null,null,null,null,null,null,407,106.4]
[403,105.6,null,null,null,null,null,403,105.4900924702774,null,null,null,null,null,null,null,null,null,null,null,null,null,null,408,106.6]
[404,105.8,null,null,null,null,null,404,105.69088507265521,null,null,null,null,null,null,null,null,null,null,null,null,null,null,409,106.8]
[405,106,null,null,null,null,null,405,105.89167767503302,null,null,null,null,null,null,null,null,null,null,null,null,null,null,410,107]
[406,106.2,null,null,null,null,null,406,106.09247027741083,null,null,null,null,null,null,null,null,null,null,null,null,null,null,411,107.2]
[407,106.4,null,null,null,null,null,407,106.29326287978863,null,null,null,null,null,null,null,null,null,null,null,null,null,null,412,107.4]
[408,106.6,null,null,null,null,null,408,106.49405548216644,null,null,null,null,null,null,null,null,null,null,null,null,null,null,413,107.6]
[409,106.8,null,null,null,null,null,409,106.69484808454425,null,null,null,null,null,null,null,null,null,null,null,null,null,null,414,107.8]
[410,107,null,null,null,null,null,410,106.89564068692205,null,null,null,null,null,null,null,null,null,null,null,null,null,null,415,108]
[411,107.2,null,null,null,null,null,411,107.09643328929987,null,null,null,null,null,null,null,null,null,null,null,null,null,null,416,108.2]
[412,107.4,null,null,null,null,null,412,107.29722589167767,null,null,null,null,null,null,null,null,null,null,null,null,null,null,417,108.4]
[413,107.6,null,null,null,null,null,413,107.49801849405547,null,null,null,null,null,null,null,null,null,null,null,null,null,null,418,108.6]
[414,107.8,null,null,null,null,null,414,107.69881109643327,null,null,null,null,null,null,null,null,null,null,null,null,null,null,419,108.8]
[415,108,null,null,null,null,null,415,107.89960369881109,null,null,null,null,null,null,null,null,null,null,null,null,null,null,420,109]
[416,108.2,null,null,null,null,null,416,108.10039630118889,null,null,null,null,null,null,null,null,null,null,null,null,null,null,421,109.2]
[417,108.4,null,null,null,null,null,417,108.3011889035667,null,null,null,null,null,null,null,null,null,null,null,null,null,null,422,109.4]
[418,108.6,null,null,null,null,null,418,108.50198150594451,null,null,null,null,null,null,null,null,null,null,null,null,null,null,423,109.6]
[419,108.8,null,null,null,null,null,419,108.70277410832232,null,null,null,null,null,null,null,null,null,null,null,null,null,null,424,109.8]
[420,109,null,null,null,null,null,420,108.90356671070012,null,null,null,null,null,null,null,null,null,null,null,null,null,null,425,110]
[421,109.2,null,null,null,null,null,421,109.10435931307794,null,null,null,null,null,null,null,null,null,null,null,null,null,null,426,110.2]
[422,109.4,null,null,null,null,null,422,109.30515191545574,null,null,null,null,null,null,null,null,null,null,null,null,null,null,427,110.4]
[423,109.6,null,null,null,null,null,423,109.50594451783354,null,null,null,null,null,null,null,null,null,null,null,null,null,null,428,110.6]
[424,109.8,null,null,null,null,null,424,109.70673712021136,null,null,null,null,null,null,null,null,null,null,null,null,null,null,429,110.8]
[425,110,null,null,null,null,null,425,109.90752972258916,null,null,null,null,null,null,null,null,null,null,null,null,null,null,430,111]
[426,110.2,null,null,null,null,null,426,110.10832232496696,null,null,null,null,null,null,null,null,null,null,null,null,null,null,431,111.2]
[427,110.4,null,null,null,null,null,427,110.30911492734478,null,null,null,null,null,null,null,null,null,null,null,null,null,null,432,111.4]
[428,110.6,null,null,null,null,null,428,110.50990752972258,null,null,null,null,null,null,null,null,null,null,null,null,null,null,433,{"$f":"SUM(Y$397+((Y$497-Y$397)*((X430-X$397)/(X$497-X$397))))","v":111.6}]
[429,110.8,null,null,null,null,null,429,110.71070013210038,null,null,null,null,null,null,null,null,null,null,null,null,null,null,434,111.8]
[430,111,null,null,null,null,null,430,110.9114927344782,null,null,null,null,null,null,null,null,null,null,null,null,null,null,435,112]
[431,111.2,null,null,null,null,null,431,111.112285336856,null,null,null,null,null,null,null,null,null,null,null,null,null,null,436,112.2]
[432,111.4,null,null,null,null,null,432,111.31307793923381,null,null,null,null,null,null,null,null,null,null,null,null,null,null,437,112.4]
[433,111.6,null,null,null,null,null,433,111.51387054161162,null,null,null,null,null,null,null,null,null,null,null,null,null,null,438,112.6]
[434,111.8,null,null,null,null,null,434,111.71466314398943,null,null,null,null,null,null,null,null,null,null,null,null,null,null,439,112.8]
[435,112,null,null,null,null,null,435,111.91545574636723,null,null,null,null,null,null,null,null,null,null,null,null,null,null,440,113]
[436,112.2,null,null,null,null,null,436,112.11624834874505,null,null,null,null,null,null,null,null,null,null,null,null,null,null,441,113.2]
[437,112.4,null,null,null,null,null,437,112.31704095112285,null,null,null,null,null,null,null,null,null,null,null,null,null,null,442,113.4]
[438,112.6,null,null,null,null,null,438,112.51783355350065,null,null,null,null,null,null,null,null,null,null,null,null,null,null,443,113.6]
[439,112.8,null,null,null,null,null,439,112.71862615587847,null,null,null,null,null,null,null,null,null,null,null,null,null,null,444,113.8]
[440,113,null,null,null,null,null,440,112.91941875825627,null,null,null,null,null,null,null,null,null,null,null,null,null,null,445,114]
[441,113.2,null,null,null,null,null,441,113.12021136063407,null,null,null,null,null,null,null,null,null,null,null,null,null,null,446,114.2]
[442,113.4,null,null,null,null,null,442,113.32100396301188,null,null,null,null,null,null,null,null,null,null,null,null,null,null,447,114.4]
[443,113.6,null,null,null,null,null,443,113.52179656538969,null,null,null,null,null,null,null,null,null,null,null,null,null,null,448,114.6]
[444,113.8,null,null,null,null,null,444,113.7225891677675,null,null,null,null,null,null,null,null,null,null,null,null,null,null,449,114.8]
[445,114,null,null,null,null,null,445,113.9233817701453,null,null,null,null,null,null,null,null,null,null,null,null,null,null,450,115]
[446,114.2,null,null,null,null,null,446,114.12417437252311,null,null,null,null,null,null,null,null,null,null,null,null,null,null,451,115.2]
[447,114.4,null,null,null,null,null,447,114.32496697490092,null,null,null,null,null,null,null,null,null,null,null,null,null,null,452,115.4]
[448,114.6,null,null,null,null,null,448,114.52575957727872,null,null,null,null,null,null,null,null,null,null,null,null,null,null,453,115.6]
[449,114.8,null,null,null,null,null,449,114.72655217965654,null,null,null,null,null,null,null,null,null,null,null,null,null,null,454,115.8]
[450,115,null,null,null,null,null,450,114.92734478203434,null,null,null,null,null,null,null,null,null,null,null,null,null,null,{"$f":"X451+1","v":455},116]
[451,115.2,null,null,null,null,null,451,115.12813738441214,null,null,null,null,null,null,null,null,null,null,null,null,null,null,456,116.2]
[452,115.4,null,null,null,null,null,452,115.32892998678996,null,null,null,null,null,null,null,null,null,null,null,null,null,null,457,116.4]
[453,115.6,null,null,null,null,null,453,115.52972258916776,null,null,null,null,null,null,null,null,null,null,null,null,null,null,458,116.6]
[454,115.8,null,null,null,null,null,454,115.73051519154556,null,null,null,null,null,null,null,null,null,null,null,null,null,null,459,116.8]
[{"$f":"A456+1","v":455},116,null,null,null,null,null,{"$f":"H456+1","v":455},115.93130779392338,null,null,null,null,null,null,null,null,null,null,null,null,null,null,460,117]
[456,116.2,null,null,null,null,null,456,116.13210039630118,null,null,null,null,null,null,null,null,null,null,null,null,null,null,461,117.2]
[457,116.4,null,null,null,null,null,457,116.33289299867899,null,null,null,null,null,null,null,null,null,null,null,null,null,null,462,117.4]
[458,116.6,null,null,null,null,null,458,116.53368560105679,null,null,null,null,null,null,null,null,null,null,null,null,null,null,463,117.6]
[459,116.8,null,null,null,null,null,459,116.73447820343461,null,null,null,null,null,null,null,null,null,null,null,null,null,null,464,117.8]
[460,117,null,null,null,null,null,460,116.93527080581241,null,null,null,null,null,null,null,null,null,null,null,null,null,null,465,{"$f":"SUM(Y$397+((Y$497-Y$397)*((X462-X$397)/(X$497-X$397))))","v":118}]
[461,117.2,null,null,null,null,null,461,117.13606340819021,null,null,null,null,null,null,null,null,null,null,null,null,null,null,466,118.2]
[462,117.4,null,null,null,null,null,462,117.33685601056803,null,null,null,null,null,null,null,null,null,null,null,null,null,null,467,118.4]
[463,117.6,null,null,null,null,null,463,117.53764861294583,null,null,null,null,null,null,null,null,null,null,null,null,null,null,468,118.6]
[464,117.8,null,null,null,null,null,464,117.73844121532363,null,null,null,null,null,null,null,null,null,null,null,null,null,null,469,118.8]
[465,118,null,null,null,null,null,465,117.93923381770145,null,null,null,null,null,null,null,null,null,null,null,null,null,null,470,119]
[466,118.2,null,null,null,null,null,466,{"$f":"SUM($F$36+(($F$37-$F$36)*((H468-$E$36)/($E$37-$E$36))))","v":118.14002642007925},null,null,null,null,null,null,null,null,null,null,null,null,null,null,471,119.2]
[467,118.4,null,null,null,null,null,467,118.34081902245705,null,null,null,null,null,null,null,null,null,null,null,null,null,null,472,119.4]
[468,118.6,null,null,null,null,null,468,118.54161162483487,null,null,null,null,null,null,null,null,null,null,null,null,null,null,473,119.6]
[469,118.8,null,null,null,null,null,469,118.74240422721267,null,null,null,null,null,null,null,null,null,null,null,null,null,null,474,119.8]
[470,119,null,null,null,null,null,470,118.94319682959048,null,null,null,null,null,null,null,null,null,null,null,null,null,null,475,120]
[471,119.2,null,null,null,null,null,471,119.14398943196829,null,null,null,null,null,null,null,null,null,null,null,null,null,null,476,120.2]
[472,119.4,null,null,null,null,null,472,119.3447820343461,null,null,null,null,null,null,null,null,null,null,null,null,null,null,477,120.4]
[473,119.6,null,null,null,null,null,473,119.5455746367239,null,null,null,null,null,null,null,null,null,null,null,null,null,null,478,120.6]
[474,119.8,null,null,null,null,null,474,119.74636723910172,null,null,null,null,null,null,null,null,null,null,null,null,null,null,479,120.8]
[475,120,null,null,null,null,null,475,119.94715984147952,null,null,null,null,null,null,null,null,null,null,null,null,null,null,480,121]
[476,120.2,null,null,null,null,null,476,120.14795244385732,null,null,null,null,null,null,null,null,null,null,null,null,null,null,481,121.2]
[477,120.4,null,null,null,null,null,477,120.34874504623514,null,null,null,null,null,null,null,null,null,null,null,null,null,null,482,121.4]
[478,120.6,null,null,null,null,null,478,120.54953764861294,null,null,null,null,null,null,null,null,null,null,null,null,null,null,483,121.6]
[479,120.8,null,null,null,null,null,479,120.75033025099074,null,null,null,null,null,null,null,null,null,null,null,null,null,null,484,121.8]
[480,121,null,null,null,null,null,480,120.95112285336856,null,null,null,null,null,null,null,null,null,null,null,null,null,null,485,122]
[481,121.2,null,null,null,null,null,481,121.15191545574636,null,null,null,null,null,null,null,null,null,null,null,null,null,null,486,122.2]
[482,121.4,null,null,null,null,null,482,121.35270805812416,null,null,null,null,null,null,null,null,null,null,null,null,null,null,487,122.4]
[483,121.6,null,null,null,null,null,483,121.55350066050198,null,null,null,null,null,null,null,null,null,null,null,null,null,null,488,122.6]
[484,121.8,null,null,null,null,null,484,121.75429326287978,null,null,null,null,null,null,null,null,null,null,null,null,null,null,489,122.8]
[485,122,null,null,null,null,null,485,121.95508586525759,null,null,null,null,null,null,null,null,null,null,null,null,null,null,490,123]
[486,122.2,null,null,null,null,null,486,122.1558784676354,null,null,null,null,null,null,null,null,null,null,null,null,null,null,491,123.2]
[487,122.4,null,null,null,null,null,487,122.35667107001321,null,null,null,null,null,null,null,null,null,null,null,null,null,null,492,123.4]
[488,122.6,null,null,null,null,null,488,122.55746367239101,null,null,null,null,null,null,null,null,null,null,null,null,null,null,493,123.6]
[489,122.8,null,null,null,null,null,489,122.75825627476883,null,null,null,null,null,null,null,null,null,null,null,null,null,null,494,123.8]
[490,123,null,null,null,null,null,490,122.95904887714663,null,null,null,null,null,null,null,null,null,null,null,null,null,null,495,124]
[491,123.2,null,null,null,null,null,491,123.15984147952443,null,null,null,null,null,null,null,null,null,null,null,null,null,null,496,124.2]
[492,123.4,null,null,null,null,null,492,123.36063408190225,null,null,null,null,null,null,null,null,null,null,null,null,null,null,497,{"$f":"SUM(Y$397+((Y$497-Y$397)*((X494-X$397)/(X$497-X$397))))","v":124.4}]
[493,123.6,null,null,null,null,null,493,123.56142668428005,null,null,null,null,null,null,null,null,null,null,null,null,null,null,498,124.6]
[494,123.8,null,null,null,null,null,494,123.76221928665785,null,null,null,null,null,null,null,null,null,null,null,null,null,null,499,124.8]
[495,124,null,null,null,null,null,495,123.96301188903566,null,null,null,null,null,null,null,null,null,null,null,null,null,null,500,125]
[496,124.2,null,null,null,null,null,496,124.16380449141347,null,null,null,null,null,null,null,null,null,null,null,null,null,null,501,{"$f":"SUM(Y$497+((Y$747-Y$497)*((X498-X$497)/(X$747-X$497))))","v":125.18}]
[497,124.4,null,null,null,null,null,497,124.36459709379128,null,null,null,null,null,null,null,null,null,null,null,null,null,null,502,125.36]
[498,124.6,null,null,null,null,null,498,124.56538969616908,null,null,null,null,null,null,null,null,null,null,null,null,null,null,503,125.54]
[499,124.8,null,null,null,null,null,499,124.76618229854689,null,null,null,null,null,null,null,null,null,null,null,null,null,null,504,125.72]
[500,125,null,null,null,null,null,500,124.9669749009247,null,null,null,null,null,null,null,null,null,null,null,null,null,null,505,125.9]
[501,125.18,null,null,null,null,null,501,{"$f":"SUM($F$37+(($F$38-$F$37)*((H503-$E$37)/($E$38-$E$37))))","v":125.14663143989431},null,null,null,null,null,null,null,null,null,null,null,null,null,null,506,126.08]
[502,125.36,null,null,null,null,null,502,{"$f":"SUM($F$37+(($F$38-$F$37)*((H504-$E$37)/($E$38-$E$37))))","v":125.32628797886393},null,null,null,null,null,null,null,null,null,null,null,null,null,null,507,126.26]
[503,125.54,null,null,null,null,null,503,125.50594451783354,null,null,null,null,null,null,null,null,null,null,null,null,null,null,508,126.44]
[504,125.72,null,null,null,null,null,504,125.68560105680316,null,null,null,null,null,null,null,null,null,null,null,null,null,null,509,126.62]
[505,125.9,null,null,null,null,null,505,125.86525759577277,null,null,null,null,null,null,null,null,null,null,null,null,null,null,510,126.8]
[506,126.08,null,null,null,null,null,506,126.0449141347424,null,null,null,null,null,null,null,null,null,null,null,null,null,null,511,126.98]
[507,126.26,null,null,null,null,null,507,126.22457067371201,null,null,null,null,null,null,null,null,null,null,null,null,null,null,512,127.16]
[508,126.44,null,null,null,null,null,508,126.40422721268163,null,null,null,null,null,null,null,null,null,null,null,null,null,null,513,127.34]
[509,126.62,null,null,null,null,null,509,126.58388375165124,null,null,null,null,null,null,null,null,null,null,null,null,null,null,514,127.52]
[510,126.8,null,null,null,null,null,510,126.76354029062087,null,null,null,null,null,null,null,null,null,null,null,null,null,null,515,127.7]
[511,126.98,null,null,null,null,null,511,126.94319682959048,null,null,null,null,null,null,null,null,null,null,null,null,null,null,516,127.88]
[512,127.16,null,null,null,null,null,512,127.1228533685601,null,null,null,null,null,null,null,null,null,null,null,null,null,null,517,128.06]
[513,127.34,null,null,null,null,null,513,127.30250990752971,null,null,null,null,null,null,null,null,null,null,null,null,null,null,518,128.24]
[514,127.52,null,null,null,null,null,514,127.48216644649933,null,null,null,null,null,null,null,null,null,null,null,null,null,null,{"$f":"X515+1","v":519},128.41999999999999]
[515,127.7,null,null,null,null,null,515,127.66182298546894,null,null,null,null,null,null,null,null,null,null,null,null,null,null,520,128.6]
[516,127.88,null,null,null,null,null,516,127.84147952443857,null,null,null,null,null,null,null,null,null,null,null,null,null,null,521,128.78]
[517,128.06,null,null,null,null,null,517,128.02113606340819,null,null,null,null,null,null,null,null,null,null,null,null,null,null,522,128.96]
[518,128.24,null,null,null,null,null,518,128.20079260237779,null,null,null,null,null,null,null,null,null,null,null,null,null,null,523,129.13999999999999]
[{"$f":"A520+1","v":519},128.41999999999999,null,null,null,null,null,{"$f":"H520+1","v":519},128.38044914134741,null,null,null,null,null,null,null,null,null,null,null,null,null,null,524,129.32]
[520,128.6,null,null,null,null,null,520,128.56010568031704,null,null,null,null,null,null,null,null,null,null,null,null,null,null,525,129.5]
[521,128.78,null,null,null,null,null,521,128.73976221928666,null,null,null,null,null,null,null,null,null,null,null,null,null,null,526,129.68]
[522,128.96,null,null,null,null,null,522,128.91941875825626,null,null,null,null,null,null,null,null,null,null,null,null,null,null,527,129.86000000000001]
[523,129.13999999999999,null,null,null,null,null,523,129.09907529722588,null,null,null,null,null,null,null,null,null,null,null,null,null,null,528,130.04]
[524,129.32,null,null,null,null,null,524,129.2787318361955,null,null,null,null,null,null,null,null,null,null,null,null,null,null,529,130.22]
[525,129.5,null,null,null,null,null,525,129.45838837516513,null,null,null,null,null,null,null,null,null,null,null,null,null,null,530,130.4]
[526,129.68,null,null,null,null,null,526,129.63804491413472,null,null,null,null,null,null,null,null,null,null,null,null,null,null,531,130.58000000000001]
[527,129.86000000000001,null,null,null,null,null,527,129.81770145310435,null,null,null,null,null,null,null,null,null,null,null,null,null,null,532,130.76]
[528,130.04,null,null,null,null,null,528,129.99735799207397,null,null,null,null,null,null,null,null,null,null,null,null,null,null,533,130.94]
[529,130.22,null,null,null,null,null,529,130.1770145310436,null,null,null,null,null,null,null,null,null,null,null,null,null,null,534,131.12]
[530,130.4,null,null,null,null,null,530,130.35667107001319,null,null,null,null,null,null,null,null,null,null,null,null,null,null,535,131.30000000000001]
[531,130.58000000000001,null,null,null,null,null,531,130.53632760898282,null,null,null,null,null,null,null,null,null,null,null,null,null,null,536,131.47999999999999]
[532,130.76,null,null,null,null,null,532,130.71598414795244,null,null,null,null,null,null,null,null,null,null,null,null,null,null,537,131.66]
[533,130.94,null,null,null,null,null,533,130.89564068692206,null,null,null,null,null,null,null,null,null,null,null,null,null,null,538,131.84]
[534,131.12,null,null,null,null,null,534,131.07529722589166,null,null,null,null,null,null,null,null,null,null,null,null,null,null,539,132.02000000000001]
[535,131.30000000000001,null,null,null,null,null,535,131.25495376486128,null,null,null,null,null,null,null,null,null,null,null,null,null,null,540,132.19999999999999]
[536,131.47999999999999,null,null,null,null,null,536,131.43461030383091,null,null,null,null,null,null,null,null,null,null,null,null,null,null,541,132.38]
[537,131.66,null,null,null,null,null,537,131.61426684280053,null,null,null,null,null,null,null,null,null,null,null,null,null,null,542,132.56]
[538,131.84,null,null,null,null,null,538,131.79392338177013,null,null,null,null,null,null,null,null,null,null,null,null,null,null,543,132.74]
[539,132.02000000000001,null,null,null,null,null,539,131.97357992073975,null,null,null,null,null,null,null,null,null,null,null,null,null,null,544,132.91999999999999]
[540,132.19999999999999,null,null,null,null,null,540,132.15323645970938,null,null,null,null,null,null,null,null,null,null,null,null,null,null,545,133.1]
[541,132.38,null,null,null,null,null,541,132.332892998679,null,null,null,null,null,null,null,null,null,null,null,null,null,null,546,133.28]
[542,132.56,null,null,null,null,null,542,132.5125495376486,null,null,null,null,null,null,null,null,null,null,null,null,null,null,547,133.46]
[543,132.74,null,null,null,null,null,543,132.69220607661822,null,null,null,null,null,null,null,null,null,null,null,null,null,null,548,133.63999999999999]
[544,132.91999999999999,null,null,null,null,null,544,132.87186261558784,null,null,null,null,null,null,null,null,null,null,null,null,null,null,549,133.82]
[545,133.1,null,null,null,null,null,545,133.05151915455747,null,null,null,null,null,null,null,null,null,null,null,null,null,null,550,134]
[546,133.28,null,null,null,null,null,546,133.23117569352706,null,null,null,null,null,null,null,null,null,null,null,null,null,null,551,134.18]
[547,133.46,null,null,null,null,null,547,133.41083223249669,null,null,null,null,null,null,null,null,null,null,null,null,null,null,552,134.36000000000001]
[548,133.63999999999999,null,null,null,null,null,548,133.59048877146631,null,null,null,null,null,null,null,null,null,null,null,null,null,null,553,134.54]
[549,133.82,null,null,null,null,null,549,133.77014531043594,null,null,null,null,null,null,null,null,null,null,null,null,null,null,554,134.72]
[550,134,null,null,null,null,null,550,133.94980184940553,null,null,null,null,null,null,null,null,null,null,null,null,null,null,555,134.9]
[551,134.18,null,null,null,null,null,551,134.12945838837516,null,null,null,null,null,null,null,null,null,null,null,null,null,null,556,135.08000000000001]
[552,134.36000000000001,null,null,null,null,null,552,134.30911492734478,null,null,null,null,null,null,null,null,null,null,null,null,null,null,557,135.26]
[553,134.54,null,null,null,null,null,553,134.4887714663144,null,null,null,null,null,null,null,null,null,null,null,null,null,null,558,135.44]
[554,134.72,null,null,null,null,null,554,134.668428005284,null,null,null,null,null,null,null,null,null,null,null,null,null,null,559,135.62]
[555,134.9,null,null,null,null,null,555,134.84808454425362,null,null,null,null,null,null,null,null,null,null,null,null,null,null,560,135.80000000000001]
[556,135.08000000000001,null,null,null,null,null,556,135.02774108322325,null,null,null,null,null,null,null,null,null,null,null,null,null,null,561,135.97999999999999]
[557,135.26,null,null,null,null,null,557,135.20739762219287,null,null,null,null,null,null,null,null,null,null,null,null,null,null,562,136.16]
[558,135.44,null,null,null,null,null,558,135.38705416116247,null,null,null,null,null,null,null,null,null,null,null,null,null,null,563,136.34]
[559,135.62,null,null,null,null,null,559,135.56671070013209,null,null,null,null,null,null,null,null,null,null,null,null,null,null,564,136.52000000000001]
[560,135.80000000000001,null,null,null,null,null,560,135.74636723910172,null,null,null,null,null,null,null,null,null,null,null,null,null,null,565,{"$f":"SUM(Y$497+((Y$747-Y$497)*((X562-X$497)/(X$747-X$497))))","v":136.69999999999999}]
[561,135.97999999999999,null,null,null,null,null,561,135.92602377807134,null,null,null,null,null,null,null,null,null,null,null,null,null,null,566,136.88]
[562,136.16,null,null,null,null,null,562,136.10568031704094,null,null,null,null,null,null,null,null,null,null,null,null,null,null,567,137.06]
[563,136.34,null,null,null,null,null,563,136.28533685601056,null,null,null,null,null,null,null,null,null,null,null,null,null,null,568,137.24]
[564,136.52000000000001,null,null,null,null,null,564,136.46499339498018,null,null,null,null,null,null,null,null,null,null,null,null,null,null,569,137.42000000000002]
[565,136.69999999999999,null,null,null,null,null,565,136.64464993394981,null,null,null,null,null,null,null,null,null,null,null,null,null,null,570,137.6]
[566,136.88,null,null,null,null,null,566,{"$f":"SUM($F$37+(($F$38-$F$37)*((H568-$E$37)/($E$38-$E$37))))","v":136.8243064729194},null,null,null,null,null,null,null,null,null,null,null,null,null,null,571,137.78]
[567,137.06,null,null,null,null,null,567,137.00396301188903,null,null,null,null,null,null,null,null,null,null,null,null,null,null,572,137.96]
[568,137.24,null,null,null,null,null,568,137.18361955085865,null,null,null,null,null,null,null,null,null,null,null,null,null,null,573,138.13999999999999]
[569,137.42000000000002,null,null,null,null,null,569,137.36327608982828,null,null,null,null,null,null,null,null,null,null,null,null,null,null,574,138.32]
[570,137.6,null,null,null,null,null,570,137.54293262879787,null,null,null,null,null,null,null,null,null,null,null,null,null,null,575,138.5]
[571,137.78,null,null,null,null,null,571,137.7225891677675,null,null,null,null,null,null,null,null,null,null,null,null,null,null,576,138.68]
[572,137.96,null,null,null,null,null,572,137.90224570673712,null,null,null,null,null,null,null,null,null,null,null,null,null,null,577,138.86000000000001]
[573,138.13999999999999,null,null,null,null,null,573,138.08190224570674,null,null,null,null,null,null,null,null,null,null,null,null,null,null,578,139.04]
[574,138.32,null,null,null,null,null,574,138.26155878467634,null,null,null,null,null,null,null,null,null,null,null,null,null,null,579,139.22]
[575,138.5,null,null,null,null,null,575,138.44121532364596,null,null,null,null,null,null,null,null,null,null,null,null,null,null,580,139.4]
[576,138.68,null,null,null,null,null,576,138.62087186261559,null,null,null,null,null,null,null,null,null,null,null,null,null,null,581,139.58000000000001]
[577,138.86000000000001,null,null,null,null,null,577,138.80052840158521,null,null,null,null,null,null,null,null,null,null,null,null,null,null,582,139.76]
[578,139.04,null,null,null,null,null,578,138.98018494055481,null,null,null,null,null,null,null,null,null,null,null,null,null,null,{"$f":"X579+1","v":583},139.94]
[579,139.22,null,null,null,null,null,579,139.15984147952443,null,null,null,null,null,null,null,null,null,null,null,null,null,null,584,140.12]
[580,139.4,null,null,null,null,null,580,139.33949801849406,null,null,null,null,null,null,null,null,null,null,null,null,null,null,585,140.30000000000001]
[581,139.58000000000001,null,null,null,null,null,581,139.51915455746368,null,null,null,null,null,null,null,null,null,null,null,null,null,null,586,140.47999999999999]
[582,139.76,null,null,null,null,null,582,139.69881109643327,null,null,null,null,null,null,null,null,null,null,null,null,null,null,587,140.66]
[{"$f":"A584+1","v":583},139.94,null,null,null,null,null,{"$f":"H584+1","v":583},139.8784676354029,null,null,null,null,null,null,null,null,null,null,null,null,null,null,588,140.84]
[584,140.12,null,null,null,null,null,584,140.05812417437252,null,null,null,null,null,null,null,null,null,null,null,null,null,null,589,141.02000000000001]
[585,140.30000000000001,null,null,null,null,null,585,140.23778071334215,null,null,null,null,null,null,null,null,null,null,null,null,null,null,590,141.19999999999999]
[586,140.47999999999999,null,null,null,null,null,586,140.41743725231174,null,null,null,null,null,null,null,null,null,null,null,null,null,null,591,141.38]
[587,140.66,null,null,null,null,null,587,140.59709379128137,null,null,null,null,null,null,null,null,null,null,null,null,null,null,592,141.56]
[588,140.84,null,null,null,null,null,588,140.77675033025099,null,null,null,null,null,null,null,null,null,null,null,null,null,null,593,141.74]
[589,141.02000000000001,null,null,null,null,null,589,140.95640686922061,null,null,null,null,null,null,null,null,null,null,null,null,null,null,594,141.92000000000002]
[590,141.19999999999999,null,null,null,null,null,590,141.13606340819021,null,null,null,null,null,null,null,null,null,null,null,null,null,null,595,142.1]
[591,141.38,null,null,null,null,null,591,141.31571994715983,null,null,null,null,null,null,null,null,null,null,null,null,null,null,596,142.28]
[592,141.56,null,null,null,null,null,592,141.49537648612946,null,null,null,null,null,null,null,null,null,null,null,null,null,null,597,142.46]
[593,141.74,null,null,null,null,null,593,141.67503302509908,null,null,null,null,null,null,null,null,null,null,null,null,null,null,598,142.63999999999999]
[594,141.92000000000002,null,null,null,null,null,594,141.85468956406868,null,null,null,null,null,null,null,null,null,null,null,null,null,null,599,142.82]
[595,142.1,null,null,null,null,null,595,142.0343461030383,null,null,null,null,null,null,null,null,null,null,null,null,null,null,600,143]
[596,142.28,null,null,null,null,null,596,142.21400264200793,null,null,null,null,null,null,null,null,null,null,null,null,null,null,601,143.18]
[597,142.46,null,null,null,null,null,597,142.39365918097755,null,null,null,null,null,null,null,null,null,null,null,null,null,null,602,143.36000000000001]
[598,142.63999999999999,null,null,null,null,null,598,142.57331571994715,null,null,null,null,null,null,null,null,null,null,null,null,null,null,603,143.54]
[599,142.82,null,null,null,null,null,599,142.75297225891677,null,null,null,null,null,null,null,null,null,null,null,null,null,null,604,143.72]
[600,143,null,null,null,null,null,600,142.93262879788639,null,null,null,null,null,null,null,null,null,null,null,null,null,null,605,143.9]
[601,143.18,null,null,null,null,null,601,143.11228533685602,null,null,null,null,null,null,null,null,null,null,null,null,null,null,606,144.07999999999998]
[602,143.36000000000001,null,null,null,null,null,602,143.29194187582561,null,null,null,null,null,null,null,null,null,null,null,null,null,null,607,144.26]
[603,143.54,null,null,null,null,null,603,143.47159841479524,null,null,null,null,null,null,null,null,null,null,null,null,null,null,608,144.44]
[604,143.72,null,null,null,null,null,604,143.65125495376486,null,null,null,null,null,null,null,null,null,null,null,null,null,null,609,144.62]
[605,143.9,null,null,null,null,null,605,143.83091149273446,null,null,null,null,null,null,null,null,null,null,null,null,null,null,610,144.80000000000001]
[606,144.07999999999998,null,null,null,null,null,606,144.01056803170408,null,null,null,null,null,null,null,null,null,null,null,null,null,null,611,144.97999999999999]
[607,144.26,null,null,null,null,null,607,144.19022457067371,null,null,null,null,null,null,null,null,null,null,null,null,null,null,612,145.16]
[608,144.44,null,null,null,null,null,608,144.36988110964333,null,null,null,null,null,null,null,null,null,null,null,null,null,null,613,145.34]
[609,144.62,null,null,null,null,null,609,144.54953764861295,null,null,null,null,null,null,null,null,null,null,null,null,null,null,614,145.52000000000001]
[610,144.80000000000001,null,null,null,null,null,610,144.72919418758255,null,null,null,null,null,null,null,null,null,null,null,null,null,null,615,145.69999999999999]
[611,144.97999999999999,null,null,null,null,null,611,144.90885072655217,null,null,null,null,null,null,null,null,null,null,null,null,null,null,616,145.88]
[612,145.16,null,null,null,null,null,612,145.0885072655218,null,null,null,null,null,null,null,null,null,null,null,null,null,null,617,146.06]
[613,145.34,null,null,null,null,null,613,145.26816380449139,null,null,null,null,null,null,null,null,null,null,null,null,null,null,618,146.24]
[614,145.52000000000001,null,null,null,null,null,614,145.44782034346102,null,null,null,null,null,null,null,null,null,null,null,null,null,null,619,146.41999999999999]
[615,145.69999999999999,null,null,null,null,null,615,145.62747688243064,null,null,null,null,null,null,null,null,null,null,null,null,null,null,620,146.6]
[616,145.88,null,null,null,null,null,616,145.80713342140027,null,null,null,null,null,null,null,null,null,null,null,null,null,null,621,146.78]
[617,146.06,null,null,null,null,null,617,145.98678996036989,null,null,null,null,null,null,null,null,null,null,null,null,null,null,622,146.96]
[618,146.24,null,null,null,null,null,618,146.16644649933949,null,null,null,null,null,null,null,null,null,null,null,null,null,null,623,147.13999999999999]
[619,146.41999999999999,null,null,null,null,null,619,146.34610303830911,null,null,null,null,null,null,null,null,null,null,null,null,null,null,624,147.32]
[620,146.6,null,null,null,null,null,620,146.52575957727873,null,null,null,null,null,null,null,null,null,null,null,null,null,null,625,147.5]
[621,146.78,null,null,null,null,null,621,146.70541611624833,null,null,null,null,null,null,null,null,null,null,null,null,null,null,626,147.68]
[622,146.96,null,null,null,null,null,622,146.88507265521795,null,null,null,null,null,null,null,null,null,null,null,null,null,null,627,147.86000000000001]
[623,147.13999999999999,null,null,null,null,null,623,147.06472919418758,null,null,null,null,null,null,null,null,null,null,null,null,null,null,628,148.04]
[624,147.32,null,null,null,null,null,624,147.2443857331572,null,null,null,null,null,null,null,null,null,null,null,null,null,null,629,{"$f":"SUM(Y$497+((Y$747-Y$497)*((X626-X$497)/(X$747-X$497))))","v":148.22}]
[625,147.5,null,null,null,null,null,625,147.42404227212683,null,null,null,null,null,null,null,null,null,null,null,null,null,null,630,148.4]
[626,147.68,null,null,null,null,null,626,147.60369881109642,null,null,null,null,null,null,null,null,null,null,null,null,null,null,631,148.58000000000001]
[627,147.86000000000001,null,null,null,null,null,627,147.78335535006605,null,null,null,null,null,null,null,null,null,null,null,null,null,null,632,148.76]
[628,148.04,null,null,null,null,null,628,147.96301188903567,null,null,null,null,null,null,null,null,null,null,null,null,null,null,633,148.94]
[629,148.22,null,null,null,null,null,629,148.14266842800527,null,null,null,null,null,null,null,null,null,null,null,null,null,null,634,149.12]
[630,148.4,null,null,null,null,null,630,{"$f":"SUM($F$37+(($F$38-$F$37)*((H632-$E$37)/($E$38-$E$37))))","v":148.32232496697489},null,null,null,null,null,null,null,null,null,null,null,null,null,null,635,149.30000000000001]
[631,148.58000000000001,null,null,null,null,null,631,148.50198150594451,null,null,null,null,null,null,null,null,null,null,null,null,null,null,636,149.47999999999999]
[632,148.76,null,null,null,null,null,632,148.68163804491414,null,null,null,null,null,null,null,null,null,null,null,null,null,null,637,149.66]
[633,148.94,null,null,null,null,null,633,148.86129458388376,null,null,null,null,null,null,null,null,null,null,null,null,null,null,638,149.84]
[634,149.12,null,null,null,null,null,634,149.04095112285336,null,null,null,null,null,null,null,null,null,null,null,null,null,null,639,150.02000000000001]
[635,149.30000000000001,null,null,null,null,null,635,149.22060766182298,null,null,null,null,null,null,null,null,null,null,null,null,null,null,640,150.19999999999999]
[636,149.47999999999999,null,null,null,null,null,636,149.40026420079261,null,null,null,null,null,null,null,null,null,null,null,null,null,null,641,150.38]
[637,149.66,null,null,null,null,null,637,149.5799207397622,null,null,null,null,null,null,null,null,null,null,null,null,null,null,642,150.56]
[638,149.84,null,null,null,null,null,638,149.75957727873183,null,null,null,null,null,null,null,null,null,null,null,null,null,null,643,150.74]
[639,150.02000000000001,null,null,null,null,null,639,149.93923381770145,null,null,null,null,null,null,null,null,null,null,null,null,null,null,644,150.91999999999999]
[640,150.19999999999999,null,null,null,null,null,640,150.11889035667107,null,null,null,null,null,null,null,null,null,null,null,null,null,null,645,151.1]
[641,150.38,null,null,null,null,null,641,150.29854689564067,null,null,null,null,null,null,null,null,null,null,null,null,null,null,646,151.28]
[642,150.56,null,null,null,null,null,642,150.47820343461029,null,null,null,null,null,null,null,null,null,null,null,null,null,null,{"$f":"X643+1","v":647},151.46]
[643,150.74,null,null,null,null,null,643,150.65785997357992,null,null,null,null,null,null,null,null,null,null,null,null,null,null,648,151.63999999999999]
[644,150.91999999999999,null,null,null,null,null,644,150.83751651254954,null,null,null,null,null,null,null,null,null,null,null,null,null,null,649,151.82]
[645,151.1,null,null,null,null,null,645,151.01717305151914,null,null,null,null,null,null,null,null,null,null,null,null,null,null,650,152]
[646,151.28,null,null,null,null,null,646,151.19682959048876,null,null,null,null,null,null,null,null,null,null,null,null,null,null,651,152.18]
[{"$f":"A648+1","v":647},151.46,null,null,null,null,null,{"$f":"H648+1","v":647},151.37648612945839,null,null,null,null,null,null,null,null,null,null,null,null,null,null,652,152.36000000000001]
[648,151.63999999999999,null,null,null,null,null,648,151.55614266842801,null,null,null,null,null,null,null,null,null,null,null,null,null,null,653,152.54]
[649,151.82,null,null,null,null,null,649,151.7357992073976,null,null,null,null,null,null,null,null,null,null,null,null,null,null,654,152.72]
[650,152,null,null,null,null,null,650,151.91545574636723,null,null,null,null,null,null,null,null,null,null,null,null,null,null,655,152.9]
[651,152.18,null,null,null,null,null,651,152.09511228533685,null,null,null,null,null,null,null,null,null,null,null,null,null,null,656,153.07999999999998]
[652,152.36000000000001,null,null,null,null,null,652,152.27476882430648,null,null,null,null,null,null,null,null,null,null,null,null,null,null,657,153.26]
[653,152.54,null,null,null,null,null,653,152.45442536327607,null,null,null,null,null,null,null,null,null,null,null,null,null,null,658,153.44]
[654,152.72,null,null,null,null,null,654,152.6340819022457,null,null,null,null,null,null,null,null,null,null,null,null,null,null,659,153.62]
[655,152.9,null,null,null,null,null,655,152.81373844121532,null,null,null,null,null,null,null,null,null,null,null,null,null,null,660,153.80000000000001]
[656,153.07999999999998,null,null,null,null,null,656,152.99339498018495,null,null,null,null,null,null,null,null,null,null,null,null,null,null,661,153.97999999999999]
[657,153.26,null,null,null,null,null,657,153.17305151915457,null,null,null,null,null,null,null,null,null,null,null,null,null,null,662,154.16]
[658,153.44,null,null,null,null,null,658,153.35270805812416,null,null,null,null,null,null,null,null,null,null,null,null,null,null,663,154.34]
[659,153.62,null,null,null,null,null,659,153.53236459709379,null,null,null,null,null,null,null,null,null,null,null,null,null,null,664,154.52000000000001]
[660,153.80000000000001,null,null,null,null,null,660,153.71202113606341,null,null,null,null,null,null,null,null,null,null,null,null,null,null,665,154.69999999999999]
[661,153.97999999999999,null,null,null,null,null,661,153.89167767503301,null,null,null,null,null,null,null,null,null,null,null,null,null,null,666,154.88]
[662,154.16,null,null,null,null,null,662,154.07133421400263,null,null,null,null,null,null,null,null,null,null,null,null,null,null,667,155.06]
[663,154.34,null,null,null,null,null,663,154.25099075297226,null,null,null,null,null,null,null,null,null,null,null,null,null,null,668,155.24]
[664,154.52000000000001,null,null,null,null,null,664,154.43064729194188,null,null,null,null,null,null,null,null,null,null,null,null,null,null,669,155.42000000000002]
[665,154.69999999999999,null,null,null,null,null,665,154.6103038309115,null,null,null,null,null,null,null,null,null,null,null,null,null,null,670,155.6]
[666,154.88,null,null,null,null,null,666,154.7899603698811,null,null,null,null,null,null,null,null,null,null,null,null,null,null,671,155.78]
[667,155.06,null,null,null,null,null,667,154.96961690885072,null,null,null,null,null,null,null,null,null,null,null,null,null,null,672,155.96]
[668,155.24,null,null,null,null,null,668,155.14927344782035,null,null,null,null,null,null,null,null,null,null,null,null,null,null,673,156.13999999999999]
[669,155.42000000000002,null,null,null,null,null,669,155.32892998678994,null,null,null,null,null,null,null,null,null,null,null,null,null,null,674,156.32]
[670,155.6,null,null,null,null,null,670,155.50858652575957,null,null,null,null,null,null,null,null,null,null,null,null,null,null,675,156.5]
[671,155.78,null,null,null,null,null,671,155.68824306472919,null,null,null,null,null,null,null,null,null,null,null,null,null,null,676,156.68]
[672,155.96,null,null,null,null,null,672,155.86789960369882,null,null,null,null,null,null,null,null,null,null,null,null,null,null,677,156.86000000000001]
[673,156.13999999999999,null,null,null,null,null,673,156.04755614266841,null,null,null,null,null,null,null,null,null,null,null,null,null,null,678,157.04]
[674,156.32,null,null,null,null,null,674,156.22721268163804,null,null,null,null,null,null,null,null,null,null,null,null,null,null,679,157.22]
[675,156.5,null,null,null,null,null,675,156.40686922060766,null,null,null,null,null,null,null,null,null,null,null,null,null,null,680,157.4]
[676,156.68,null,null,null,null,null,676,156.58652575957728,null,null,null,null,null,null,null,null,null,null,null,null,null,null,681,157.57999999999998]
[677,156.86000000000001,null,null,null,null,null,677,156.76618229854688,null,null,null,null,null,null,null,null,null,null,null,null,null,null,682,157.76]
[678,157.04,null,null,null,null,null,678,156.9458388375165,null,null,null,null,null,null,null,null,null,null,null,null,null,null,683,157.94]
[679,157.22,null,null,null,null,null,679,157.12549537648613,null,null,null,null,null,null,null,null,null,null,null,null,null,null,684,158.12]
[680,157.4,null,null,null,null,null,680,157.30515191545572,null,null,null,null,null,null,null,null,null,null,null,null,null,null,685,158.30000000000001]
[681,157.57999999999998,null,null,null,null,null,681,157.48480845442535,null,null,null,null,null,null,null,null,null,null,null,null,null,null,686,158.47999999999999]
[682,157.76,null,null,null,null,null,682,157.66446499339497,null,null,null,null,null,null,null,null,null,null,null,null,null,null,687,158.66]
[683,157.94,null,null,null,null,null,683,157.8441215323646,null,null,null,null,null,null,null,null,null,null,null,null,null,null,688,158.84]
[684,158.12,null,null,null,null,null,684,158.02377807133422,null,null,null,null,null,null,null,null,null,null,null,null,null,null,689,159.02000000000001]
[685,158.30000000000001,null,null,null,null,null,685,158.20343461030382,null,null,null,null,null,null,null,null,null,null,null,null,null,null,690,159.19999999999999]
[686,158.47999999999999,null,null,null,null,null,686,158.38309114927344,null,null,null,null,null,null,null,null,null,null,null,null,null,null,691,159.38]
[687,158.66,null,null,null,null,null,687,158.56274768824306,null,null,null,null,null,null,null,null,null,null,null,null,null,null,692,159.56]
[688,158.84,null,null,null,null,null,688,158.74240422721269,null,null,null,null,null,null,null,null,null,null,null,null,null,null,693,{"$f":"SUM(Y$497+((Y$747-Y$497)*((X690-X$497)/(X$747-X$497))))","v":159.74}]
[689,159.02000000000001,null,null,null,null,null,689,158.92206076618231,null,null,null,null,null,null,null,null,null,null,null,null,null,null,694,159.92000000000002]
[690,159.19999999999999,null,null,null,null,null,690,159.10171730515191,null,null,null,null,null,null,null,null,null,null,null,null,null,null,695,160.1]
[691,159.38,null,null,null,null,null,691,159.28137384412153,null,null,null,null,null,null,null,null,null,null,null,null,null,null,696,160.28]
[692,159.56,null,null,null,null,null,692,159.46103038309116,null,null,null,null,null,null,null,null,null,null,null,null,null,null,697,160.46]
[693,159.74,null,null,null,null,null,693,159.64068692206075,null,null,null,null,null,null,null,null,null,null,null,null,null,null,698,160.63999999999999]
[694,159.92000000000002,null,null,null,null,null,694,{"$f":"SUM($F$37+(($F$38-$F$37)*((H696-$E$37)/($E$38-$E$37))))","v":159.82034346103038},null,null,null,null,null,null,null,null,null,null,null,null,null,null,699,160.82]
[695,160.1,null,null,null,null,null,695,160,null,null,null,null,null,null,null,null,null,null,null,null,null,null,700,161]
[696,160.28,null,null,null,null,null,696,160.17965653896962,null,null,null,null,null,null,null,null,null,null,null,null,null,null,701,161.18]
[697,160.46,null,null,null,null,null,697,160.35931307793925,null,null,null,null,null,null,null,null,null,null,null,null,null,null,702,161.36000000000001]
[698,160.63999999999999,null,null,null,null,null,698,160.53896961690884,null,null,null,null,null,null,null,null,null,null,null,null,null,null,703,161.54]
[699,160.82,null,null,null,null,null,699,160.71862615587847,null,null,null,null,null,null,null,null,null,null,null,null,null,null,704,161.72]
[700,161,null,null,null,null,null,700,160.89828269484809,null,null,null,null,null,null,null,null,null,null,null,null,null,null,705,161.9]
[701,161.18,null,null,null,null,null,701,161.07793923381769,null,null,null,null,null,null,null,null,null,null,null,null,null,null,706,162.07999999999998]
[702,161.36000000000001,null,null,null,null,null,702,161.25759577278731,null,null,null,null,null,null,null,null,null,null,null,null,null,null,707,162.26]
[703,161.54,null,null,null,null,null,703,161.43725231175694,null,null,null,null,null,null,null,null,null,null,null,null,null,null,708,162.44]
[704,161.72,null,null,null,null,null,704,161.61690885072653,null,null,null,null,null,null,null,null,null,null,null,null,null,null,709,162.62]
[705,161.9,null,null,null,null,null,705,161.79656538969616,null,null,null,null,null,null,null,null,null,null,null,null,null,null,710,162.80000000000001]
[706,162.07999999999998,null,null,null,null,null,706,161.97622192866578,null,null,null,null,null,null,null,null,null,null,null,null,null,null,{"$f":"X707+1","v":711},162.97999999999999]
[707,162.26,null,null,null,null,null,707,162.1558784676354,null,null,null,null,null,null,null,null,null,null,null,null,null,null,712,163.16]
[708,162.44,null,null,null,null,null,708,162.33553500660503,null,null,null,null,null,null,null,null,null,null,null,null,null,null,713,163.34]
[709,162.62,null,null,null,null,null,709,162.51519154557462,null,null,null,null,null,null,null,null,null,null,null,null,null,null,714,163.51999999999998]
[710,162.80000000000001,null,null,null,null,null,710,162.69484808454425,null,null,null,null,null,null,null,null,null,null,null,null,null,null,715,163.69999999999999]
[{"$f":"A712+1","v":711},162.97999999999999,null,null,null,null,null,{"$f":"H712+1","v":711},162.87450462351387,null,null,null,null,null,null,null,null,null,null,null,null,null,null,716,163.88]
[712,163.16,null,null,null,null,null,712,163.05416116248347,null,null,null,null,null,null,null,null,null,null,null,null,null,null,717,164.06]
[713,163.34,null,null,null,null,null,713,163.23381770145309,null,null,null,null,null,null,null,null,null,null,null,null,null,null,718,164.24]
[714,163.51999999999998,null,null,null,null,null,714,163.41347424042272,null,null,null,null,null,null,null,null,null,null,null,null,null,null,719,164.42000000000002]
[715,163.69999999999999,null,null,null,null,null,715,163.59313077939234,null,null,null,null,null,null,null,null,null,null,null,null,null,null,720,164.6]
[716,163.88,null,null,null,null,null,716,163.77278731836196,null,null,null,null,null,null,null,null,null,null,null,null,null,null,721,164.78]
[717,164.06,null,null,null,null,null,717,163.95244385733156,null,null,null,null,null,null,null,null,null,null,null,null,null,null,722,164.96]
[718,164.24,null,null,null,null,null,718,164.13210039630118,null,null,null,null,null,null,null,null,null,null,null,null,null,null,723,165.14]
[719,164.42000000000002,null,null,null,null,null,719,164.31175693527081,null,null,null,null,null,null,null,null,null,null,null,null,null,null,724,165.32]
[720,164.6,null,null,null,null,null,720,164.4914134742404,null,null,null,null,null,null,null,null,null,null,null,null,null,null,725,165.5]
[721,164.78,null,null,null,null,null,721,164.67107001321003,null,null,null,null,null,null,null,null,null,null,null,null,null,null,726,165.68]
[722,164.96,null,null,null,null,null,722,164.85072655217965,null,null,null,null,null,null,null,null,null,null,null,null,null,null,727,165.86]
[723,165.14,null,null,null,null,null,723,165.03038309114928,null,null,null,null,null,null,null,null,null,null,null,null,null,null,728,166.04]
[724,165.32,null,null,null,null,null,724,165.2100396301189,null,null,null,null,null,null,null,null,null,null,null,null,null,null,729,166.22]
[725,165.5,null,null,null,null,null,725,165.3896961690885,null,null,null,null,null,null,null,null,null,null,null,null,null,null,730,166.4]
[726,165.68,null,null,null,null,null,726,165.56935270805812,null,null,null,null,null,null,null,null,null,null,null,null,null,null,731,166.58]
[727,165.86,null,null,null,null,null,727,165.74900924702774,null,null,null,null,null,null,null,null,null,null,null,null,null,null,732,166.76]
[728,166.04,null,null,null,null,null,728,165.92866578599734,null,null,null,null,null,null,null,null,null,null,null,null,null,null,733,166.94]
[729,166.22,null,null,null,null,null,729,166.10832232496696,null,null,null,null,null,null,null,null,null,null,null,null,null,null,734,167.12]
[730,166.4,null,null,null,null,null,730,166.28797886393659,null,null,null,null,null,null,null,null,null,null,null,null,null,null,735,167.3]
[731,166.58,null,null,null,null,null,731,166.46763540290621,null,null,null,null,null,null,null,null,null,null,null,null,null,null,736,167.48]
[732,166.76,null,null,null,null,null,732,166.64729194187584,null,null,null,null,null,null,null,null,null,null,null,null,null,null,737,167.66]
[733,166.94,null,null,null,null,null,733,166.82694848084543,null,null,null,null,null,null,null,null,null,null,null,null,null,null,738,167.84]
[734,167.12,null,null,null,null,null,734,167.00660501981505,null,null,null,null,null,null,null,null,null,null,null,null,null,null,739,168.01999999999998]
[735,167.3,null,null,null,null,null,735,167.18626155878468,null,null,null,null,null,null,null,null,null,null,null,null,null,null,740,168.2]
[736,167.48,null,null,null,null,null,736,167.36591809775427,null,null,null,null,null,null,null,null,null,null,null,null,null,null,741,168.38]
[737,167.66,null,null,null,null,null,737,167.5455746367239,null,null,null,null,null,null,null,null,null,null,null,null,null,null,742,168.56]
[738,167.84,null,null,null,null,null,738,167.72523117569352,null,null,null,null,null,null,null,null,null,null,null,null,null,null,743,168.74]
[739,168.01999999999998,null,null,null,null,null,739,167.90488771466315,null,null,null,null,null,null,null,null,null,null,null,null,null,null,744,168.92000000000002]
[740,168.2,null,null,null,null,null,740,168.08454425363277,null,null,null,null,null,null,null,null,null,null,null,null,null,null,745,169.1]
[741,168.38,null,null,null,null,null,741,168.26420079260237,null,null,null,null,null,null,null,null,null,null,null,null,null,null,746,169.28]
[742,168.56,null,null,null,null,null,742,168.44385733157199,null,null,null,null,null,null,null,null,null,null,null,null,null,null,747,169.46]
[743,168.74,null,null,null,null,null,743,168.62351387054161,null,null,null,null,null,null,null,null,null,null,null,null,null,null,748,169.64]
[744,168.92000000000002,null,null,null,null,null,744,168.80317040951121,null,null,null,null,null,null,null,null,null,null,null,null,null,null,749,169.82]
[745,169.1,null,null,null,null,null,745,168.98282694848083,null,null,null,null,null,null,null,null,null,null,null,null,null,null,750,170]
[746,169.28,null,null,null,null,null,746,169.16248348745046,null,null,null,null,null,null,null,null,null,null,null,null,null,null,751,{"$f":"SUM(Y$747+((Y$997-Y$747)*((X748-X$747)/(X$997-X$747))))","v":170.15199999999999}]
[747,169.46,null,null,null,null,null,747,169.34214002642008,null,null,null,null,null,null,null,null,null,null,null,null,null,null,752,170.304]
[748,169.64,null,null,null,null,null,748,169.52179656538971,null,null,null,null,null,null,null,null,null,null,null,null,null,null,753,170.45599999999999]
[749,169.82,null,null,null,null,null,749,169.7014531043593,null,null,null,null,null,null,null,null,null,null,null,null,null,null,754,170.608]
[750,170,null,null,null,null,null,750,169.88110964332893,null,null,null,null,null,null,null,null,null,null,null,null,null,null,755,170.76]
[751,170.15199999999999,null,null,null,null,null,751,{"$f":"SUM($F$38+(($F$39-$F$38)*((H753-$E$38)/($E$39-$E$38))))","v":170.0332892998679},null,null,null,null,null,null,null,null,null,null,null,null,null,null,756,170.91200000000001]
[752,170.304,null,null,null,null,null,752,{"$f":"SUM($F$38+(($F$39-$F$38)*((H754-$E$38)/($E$39-$E$38))))","v":170.18546895640688},null,null,null,null,null,null,null,null,null,null,null,null,null,null,757,171.06399999999999]
[753,170.45599999999999,null,null,null,null,null,753,170.33764861294583,null,null,null,null,null,null,null,null,null,null,null,null,null,null,758,171.21600000000001]
[754,170.608,null,null,null,null,null,754,170.4898282694848,null,null,null,null,null,null,null,null,null,null,null,null,null,null,759,171.36799999999999]
[755,170.76,null,null,null,null,null,755,170.64200792602378,null,null,null,null,null,null,null,null,null,null,null,null,null,null,760,171.52]
[756,170.91200000000001,null,null,null,null,null,756,170.79418758256276,null,null,null,null,null,null,null,null,null,null,null,null,null,null,761,171.672]
[757,171.06399999999999,null,null,null,null,null,757,170.9463672391017,null,null,null,null,null,null,null,null,null,null,null,null,null,null,762,171.82400000000001]
[758,171.21600000000001,null,null,null,null,null,758,171.09854689564068,null,null,null,null,null,null,null,null,null,null,null,null,null,null,763,171.976]
[759,171.36799999999999,null,null,null,null,null,759,171.25072655217966,null,null,null,null,null,null,null,null,null,null,null,null,null,null,764,172.12799999999999]
[760,171.52,null,null,null,null,null,760,171.40290620871863,null,null,null,null,null,null,null,null,null,null,null,null,null,null,765,172.28]
[761,171.672,null,null,null,null,null,761,171.55508586525758,null,null,null,null,null,null,null,null,null,null,null,null,null,null,766,172.43199999999999]
[762,171.82400000000001,null,null,null,null,null,762,171.70726552179656,null,null,null,null,null,null,null,null,null,null,null,null,null,null,767,172.584]
[763,171.976,null,null,null,null,null,763,171.85944517833553,null,null,null,null,null,null,null,null,null,null,null,null,null,null,768,172.73599999999999]
[764,172.12799999999999,null,null,null,null,null,764,172.01162483487451,null,null,null,null,null,null,null,null,null,null,null,null,null,null,769,172.88800000000001]
[765,172.28,null,null,null,null,null,765,172.16380449141346,null,null,null,null,null,null,null,null,null,null,null,null,null,null,770,173.04]
[766,172.43199999999999,null,null,null,null,null,766,172.31598414795243,null,null,null,null,null,null,null,null,null,null,null,null,null,null,771,173.19200000000001]
[767,172.584,null,null,null,null,null,767,172.46816380449141,null,null,null,null,null,null,null,null,null,null,null,null,null,null,772,173.34399999999999]
[768,172.73599999999999,null,null,null,null,null,768,172.62034346103039,null,null,null,null,null,null,null,null,null,null,null,null,null,null,773,173.49600000000001]
[769,172.88800000000001,null,null,null,null,null,769,172.77252311756936,null,null,null,null,null,null,null,null,null,null,null,null,null,null,774,173.648]
[770,173.04,null,null,null,null,null,770,172.92470277410831,null,null,null,null,null,null,null,null,null,null,null,null,null,null,{"$f":"X771+1","v":775},173.8]
[771,173.19200000000001,null,null,null,null,null,771,173.07688243064729,null,null,null,null,null,null,null,null,null,null,null,null,null,null,776,173.952]
[772,173.34399999999999,null,null,null,null,null,772,173.22906208718626,null,null,null,null,null,null,null,null,null,null,null,null,null,null,777,174.10400000000001]
[773,173.49600000000001,null,null,null,null,null,773,173.38124174372524,null,null,null,null,null,null,null,null,null,null,null,null,null,null,778,174.256]
[774,173.648,null,null,null,null,null,774,173.53342140026419,null,null,null,null,null,null,null,null,null,null,null,null,null,null,779,174.40799999999999]
[{"$f":"A776+1","v":775},173.8,null,null,null,null,null,{"$f":"H776+1","v":775},173.68560105680316,null,null,null,null,null,null,null,null,null,null,null,null,null,null,780,174.56]
[776,173.952,null,null,null,null,null,776,173.83778071334214,null,null,null,null,null,null,null,null,null,null,null,null,null,null,781,174.71199999999999]
[777,174.10400000000001,null,null,null,null,null,777,173.98996036988112,null,null,null,null,null,null,null,null,null,null,null,null,null,null,782,174.864]
[778,174.256,null,null,null,null,null,778,174.14214002642007,null,null,null,null,null,null,null,null,null,null,null,null,null,null,783,175.01599999999999]
[779,174.40799999999999,null,null,null,null,null,779,174.29431968295904,null,null,null,null,null,null,null,null,null,null,null,null,null,null,784,175.16800000000001]
[780,174.56,null,null,null,null,null,780,174.44649933949802,null,null,null,null,null,null,null,null,null,null,null,null,null,null,785,175.32]
[781,174.71199999999999,null,null,null,null,null,781,174.59867899603699,null,null,null,null,null,null,null,null,null,null,null,null,null,null,786,175.47200000000001]
[782,174.864,null,null,null,null,null,782,174.75085865257594,null,null,null,null,null,null,null,null,null,null,null,null,null,null,787,175.624]
[783,175.01599999999999,null,null,null,null,null,783,174.90303830911492,null,null,null,null,null,null,null,null,null,null,null,null,null,null,788,175.77600000000001]
[784,175.16800000000001,null,null,null,null,null,784,175.0552179656539,null,null,null,null,null,null,null,null,null,null,null,null,null,null,789,175.928]
[785,175.32,null,null,null,null,null,785,175.20739762219287,null,null,null,null,null,null,null,null,null,null,null,null,null,null,790,176.08]
[786,175.47200000000001,null,null,null,null,null,786,175.35957727873182,null,null,null,null,null,null,null,null,null,null,null,null,null,null,791,176.232]
[787,175.624,null,null,null,null,null,787,175.5117569352708,null,null,null,null,null,null,null,null,null,null,null,null,null,null,792,176.38400000000001]
[788,175.77600000000001,null,null,null,null,null,788,175.66393659180977,null,null,null,null,null,null,null,null,null,null,null,null,null,null,793,176.536]
[789,175.928,null,null,null,null,null,789,175.81611624834875,null,null,null,null,null,null,null,null,null,null,null,null,null,null,794,176.68799999999999]
[790,176.08,null,null,null,null,null,790,175.96829590488773,null,null,null,null,null,null,null,null,null,null,null,null,null,null,795,176.84]
[791,176.232,null,null,null,null,null,791,176.12047556142667,null,null,null,null,null,null,null,null,null,null,null,null,null,null,796,176.99199999999999]
[792,176.38400000000001,null,null,null,null,null,792,176.27265521796565,null,null,null,null,null,null,null,null,null,null,null,null,null,null,797,177.14400000000001]
[793,176.536,null,null,null,null,null,793,176.42483487450463,null,null,null,null,null,null,null,null,null,null,null,null,null,null,798,177.29599999999999]
[794,176.68799999999999,null,null,null,null,null,794,176.5770145310436,null,null,null,null,null,null,null,null,null,null,null,null,null,null,799,177.44800000000001]
[795,176.84,null,null,null,null,null,795,176.72919418758255,null,null,null,null,null,null,null,null,null,null,null,null,null,null,800,177.6]
[796,176.99199999999999,null,null,null,null,null,796,176.88137384412153,null,null,null,null,null,null,null,null,null,null,null,null,null,null,801,177.75200000000001]
[797,177.14400000000001,null,null,null,null,null,797,177.0335535006605,null,null,null,null,null,null,null,null,null,null,null,null,null,null,802,177.904]
[798,177.29599999999999,null,null,null,null,null,798,177.18573315719948,null,null,null,null,null,null,null,null,null,null,null,null,null,null,803,178.05600000000001]
[799,177.44800000000001,null,null,null,null,null,799,177.33791281373843,null,null,null,null,null,null,null,null,null,null,null,null,null,null,804,178.208]
[800,177.6,null,null,null,null,null,800,177.4900924702774,null,null,null,null,null,null,null,null,null,null,null,null,null,null,805,178.36]
[801,177.75200000000001,null,null,null,null,null,801,177.64227212681638,null,null,null,null,null,null,null,null,null,null,null,null,null,null,806,178.512]
[802,177.904,null,null,null,null,null,802,177.79445178335536,null,null,null,null,null,null,null,null,null,null,null,null,null,null,807,178.66399999999999]
[803,178.05600000000001,null,null,null,null,null,803,177.9466314398943,null,null,null,null,null,null,null,null,null,null,null,null,null,null,808,178.816]
[804,178.208,null,null,null,null,null,804,178.09881109643328,null,null,null,null,null,null,null,null,null,null,null,null,null,null,809,178.96799999999999]
[805,178.36,null,null,null,null,null,805,178.25099075297226,null,null,null,null,null,null,null,null,null,null,null,null,null,null,810,179.12]
[806,178.512,null,null,null,null,null,806,178.40317040951123,null,null,null,null,null,null,null,null,null,null,null,null,null,null,811,179.27199999999999]
[807,178.66399999999999,null,null,null,null,null,807,178.55535006605021,null,null,null,null,null,null,null,null,null,null,null,null,null,null,812,179.42400000000001]
[808,178.816,null,null,null,null,null,808,178.70752972258916,null,null,null,null,null,null,null,null,null,null,null,null,null,null,813,179.57599999999999]
[809,178.96799999999999,null,null,null,null,null,809,178.85970937912813,null,null,null,null,null,null,null,null,null,null,null,null,null,null,814,179.72800000000001]
[810,179.12,null,null,null,null,null,810,179.01188903566711,null,null,null,null,null,null,null,null,null,null,null,null,null,null,815,{"$f":"SUM(Y$747+((Y$997-Y$747)*((X812-X$747)/(X$997-X$747))))","v":179.88}]
[811,179.27199999999999,null,null,null,null,null,811,179.16406869220609,null,null,null,null,null,null,null,null,null,null,null,null,null,null,816,180.03200000000001]
[812,179.42400000000001,null,null,null,null,null,812,179.31624834874503,null,null,null,null,null,null,null,null,null,null,null,null,null,null,817,180.184]
[813,179.57599999999999,null,null,null,null,null,813,179.46842800528401,null,null,null,null,null,null,null,null,null,null,null,null,null,null,818,180.33600000000001]
[814,179.72800000000001,null,null,null,null,null,814,179.62060766182299,null,null,null,null,null,null,null,null,null,null,null,null,null,null,819,180.488]
[815,179.88,null,null,null,null,null,815,179.77278731836196,null,null,null,null,null,null,null,null,null,null,null,null,null,null,820,180.64]
[816,180.03200000000001,null,null,null,null,null,816,{"$f":"SUM($F$38+(($F$39-$F$38)*((H818-$E$38)/($E$39-$E$38))))","v":179.92496697490091},null,null,null,null,null,null,null,null,null,null,null,null,null,null,821,180.792]
[817,180.184,null,null,null,null,null,817,180.07714663143989,null,null,null,null,null,null,null,null,null,null,null,null,null,null,822,180.94399999999999]
[818,180.33600000000001,null,null,null,null,null,818,180.22932628797886,null,null,null,null,null,null,null,null,null,null,null,null,null,null,823,181.096]
[819,180.488,null,null,null,null,null,819,180.38150594451784,null,null,null,null,null,null,null,null,null,null,null,null,null,null,824,181.24799999999999]
[820,180.64,null,null,null,null,null,820,180.53368560105679,null,null,null,null,null,null,null,null,null,null,null,null,null,null,825,181.4]
[821,180.792,null,null,null,null,null,821,180.68586525759576,null,null,null,null,null,null,null,null,null,null,null,null,null,null,826,181.55199999999999]
[822,180.94399999999999,null,null,null,null,null,822,180.83804491413474,null,null,null,null,null,null,null,null,null,null,null,null,null,null,827,181.70400000000001]
[823,181.096,null,null,null,null,null,823,180.99022457067372,null,null,null,null,null,null,null,null,null,null,null,null,null,null,828,181.85599999999999]
[824,181.24799999999999,null,null,null,null,null,824,181.14240422721269,null,null,null,null,null,null,null,null,null,null,null,null,null,null,829,182.00800000000001]
[825,181.4,null,null,null,null,null,825,181.29458388375164,null,null,null,null,null,null,null,null,null,null,null,null,null,null,830,182.16]
[826,181.55199999999999,null,null,null,null,null,826,181.44676354029062,null,null,null,null,null,null,null,null,null,null,null,null,null,null,831,182.31200000000001]
[827,181.70400000000001,null,null,null,null,null,827,181.59894319682959,null,null,null,null,null,null,null,null,null,null,null,null,null,null,832,182.464]
[828,181.85599999999999,null,null,null,null,null,828,181.75112285336857,null,null,null,null,null,null,null,null,null,null,null,null,null,null,833,182.61600000000001]
[829,182.00800000000001,null,null,null,null,null,829,181.90330250990752,null,null,null,null,null,null,null,null,null,null,null,null,null,null,834,182.768]
[830,182.16,null,null,null,null,null,830,182.0554821664465,null,null,null,null,null,null,null,null,null,null,null,null,null,null,835,182.92000000000002]
[831,182.31200000000001,null,null,null,null,null,831,182.20766182298547,null,null,null,null,null,null,null,null,null,null,null,null,null,null,836,183.072]
[832,182.464,null,null,null,null,null,832,182.35984147952445,null,null,null,null,null,null,null,null,null,null,null,null,null,null,837,183.22399999999999]
[833,182.61600000000001,null,null,null,null,null,833,182.5120211360634,null,null,null,null,null,null,null,null,null,null,null,null,null,null,838,183.376]
[834,182.768,null,null,null,null,null,834,182.66420079260237,null,null,null,null,null,null,null,null,null,null,null,null,null,null,{"$f":"X835+1","v":839},183.52799999999999]
[835,182.92000000000002,null,null,null,null,null,835,182.81638044914135,null,null,null,null,null,null,null,null,null,null,null,null,null,null,840,183.68]
[836,183.072,null,null,null,null,null,836,182.96856010568033,null,null,null,null,null,null,null,null,null,null,null,null,null,null,841,183.83199999999999]
[837,183.22399999999999,null,null,null,null,null,837,183.12073976221927,null,null,null,null,null,null,null,null,null,null,null,null,null,null,842,183.98400000000001]
[838,183.376,null,null,null,null,null,838,183.27291941875825,null,null,null,null,null,null,null,null,null,null,null,null,null,null,843,184.136]
[{"$f":"A840+1","v":839},183.52799999999999,null,null,null,null,null,{"$f":"H840+1","v":839},183.42509907529723,null,null,null,null,null,null,null,null,null,null,null,null,null,null,844,184.28800000000001]
[840,183.68,null,null,null,null,null,840,183.5772787318362,null,null,null,null,null,null,null,null,null,null,null,null,null,null,845,184.44]
[841,183.83199999999999,null,null,null,null,null,841,183.72945838837518,null,null,null,null,null,null,null,null,null,null,null,null,null,null,846,184.59200000000001]
[842,183.98400000000001,null,null,null,null,null,842,183.88163804491413,null,null,null,null,null,null,null,null,null,null,null,null,null,null,847,184.744]
[843,184.136,null,null,null,null,null,843,184.0338177014531,null,null,null,null,null,null,null,null,null,null,null,null,null,null,848,184.89600000000002]
[844,184.28800000000001,null,null,null,null,null,844,184.18599735799208,null,null,null,null,null,null,null,null,null,null,null,null,null,null,849,185.048]
[845,184.44,null,null,null,null,null,845,184.33817701453106,null,null,null,null,null,null,null,null,null,null,null,null,null,null,850,185.2]
[846,184.59200000000001,null,null,null,null,null,846,184.49035667107,null,null,null,null,null,null,null,null,null,null,null,null,null,null,851,185.352]
[847,184.744,null,null,null,null,null,847,184.64253632760898,null,null,null,null,null,null,null,null,null,null,null,null,null,null,852,185.50399999999999]
[848,184.89600000000002,null,null,null,null,null,848,184.79471598414796,null,null,null,null,null,null,null,null,null,null,null,null,null,null,853,185.65600000000001]
[849,185.048,null,null,null,null,null,849,184.94689564068693,null,null,null,null,null,null,null,null,null,null,null,null,null,null,854,185.80799999999999]
[850,185.2,null,null,null,null,null,850,185.09907529722588,null,null,null,null,null,null,null,null,null,null,null,null,null,null,855,185.96]
[851,185.352,null,null,null,null,null,851,185.25125495376486,null,null,null,null,null,null,null,null,null,null,null,null,null,null,856,186.11199999999999]
[852,185.50399999999999,null,null,null,null,null,852,185.40343461030383,null,null,null,null,null,null,null,null,null,null,null,null,null,null,857,186.26400000000001]
[853,185.65600000000001,null,null,null,null,null,853,185.55561426684281,null,null,null,null,null,null,null,null,null,null,null,null,null,null,858,186.416]
[854,185.80799999999999,null,null,null,null,null,854,185.70779392338176,null,null,null,null,null,null,null,null,null,null,null,null,null,null,859,186.56800000000001]
[855,185.96,null,null,null,null,null,855,185.85997357992073,null,null,null,null,null,null,null,null,null,null,null,null,null,null,860,186.72]
[856,186.11199999999999,null,null,null,null,null,856,186.01215323645971,null,null,null,null,null,null,null,null,null,null,null,null,null,null,861,186.87200000000001]
[857,186.26400000000001,null,null,null,null,null,857,186.16433289299869,null,null,null,null,null,null,null,null,null,null,null,null,null,null,862,187.024]
[858,186.416,null,null,null,null,null,858,186.31651254953766,null,null,null,null,null,null,null,null,null,null,null,null,null,null,863,187.17599999999999]
[859,186.56800000000001,null,null,null,null,null,859,186.46869220607661,null,null,null,null,null,null,null,null,null,null,null,null,null,null,864,187.328]
[860,186.72,null,null,null,null,null,860,186.62087186261559,null,null,null,null,null,null,null,null,null,null,null,null,null,null,865,187.48]
[861,186.87200000000001,null,null,null,null,null,861,186.77305151915456,null,null,null,null,null,null,null,null,null,null,null,null,null,null,866,187.63200000000001]
[862,187.024,null,null,null,null,null,862,186.92523117569354,null,null,null,null,null,null,null,null,null,null,null,null,null,null,867,187.78399999999999]
[863,187.17599999999999,null,null,null,null,null,863,187.07741083223249,null,null,null,null,null,null,null,null,null,null,null,null,null,null,868,187.93600000000001]
[864,187.328,null,null,null,null,null,864,187.22959048877146,null,null,null,null,null,null,null,null,null,null,null,null,null,null,869,188.08799999999999]
[865,187.48,null,null,null,null,null,865,187.38177014531044,null,null,null,null,null,null,null,null,null,null,null,null,null,null,870,188.24]
[866,187.63200000000001,null,null,null,null,null,866,187.53394980184942,null,null,null,null,null,null,null,null,null,null,null,null,null,null,871,188.392]
[867,187.78399999999999,null,null,null,null,null,867,187.68612945838836,null,null,null,null,null,null,null,null,null,null,null,null,null,null,872,188.54400000000001]
[868,187.93600000000001,null,null,null,null,null,868,187.83830911492734,null,null,null,null,null,null,null,null,null,null,null,null,null,null,873,188.696]
[869,188.08799999999999,null,null,null,null,null,869,187.99048877146632,null,null,null,null,null,null,null,null,null,null,null,null,null,null,874,188.84800000000001]
[870,188.24,null,null,null,null,null,870,188.14266842800529,null,null,null,null,null,null,null,null,null,null,null,null,null,null,875,189]
[871,188.392,null,null,null,null,null,871,188.29484808454424,null,null,null,null,null,null,null,null,null,null,null,null,null,null,876,189.15199999999999]
[872,188.54400000000001,null,null,null,null,null,872,188.44702774108322,null,null,null,null,null,null,null,null,null,null,null,null,null,null,877,189.304]
[873,188.696,null,null,null,null,null,873,188.59920739762219,null,null,null,null,null,null,null,null,null,null,null,null,null,null,878,189.45599999999999]
[874,188.84800000000001,null,null,null,null,null,874,188.75138705416117,null,null,null,null,null,null,null,null,null,null,null,null,null,null,879,{"$f":"SUM(Y$747+((Y$997-Y$747)*((X876-X$747)/(X$997-X$747))))","v":189.608}]
[875,189,null,null,null,null,null,875,188.90356671070015,null,null,null,null,null,null,null,null,null,null,null,null,null,null,880,189.76]
[876,189.15199999999999,null,null,null,null,null,876,189.0557463672391,null,null,null,null,null,null,null,null,null,null,null,null,null,null,881,189.91200000000001]
[877,189.304,null,null,null,null,null,877,189.20792602377807,null,null,null,null,null,null,null,null,null,null,null,null,null,null,882,190.06399999999999]
[878,189.45599999999999,null,null,null,null,null,878,189.36010568031705,null,null,null,null,null,null,null,null,null,null,null,null,null,null,883,190.21600000000001]
[879,189.608,null,null,null,null,null,879,189.51228533685602,null,null,null,null,null,null,null,null,null,null,null,null,null,null,884,190.36799999999999]
[880,189.76,null,null,null,null,null,880,{"$f":"SUM($F$38+(($F$39-$F$38)*((H882-$E$38)/($E$39-$E$38))))","v":189.66446499339497},null,null,null,null,null,null,null,null,null,null,null,null,null,null,885,190.52]
[881,189.91200000000001,null,null,null,null,null,881,189.81664464993395,null,null,null,null,null,null,null,null,null,null,null,null,null,null,886,190.672]
[882,190.06399999999999,null,null,null,null,null,882,189.96882430647292,null,null,null,null,null,null,null,null,null,null,null,null,null,null,887,190.82400000000001]
[883,190.21600000000001,null,null,null,null,null,883,190.1210039630119,null,null,null,null,null,null,null,null,null,null,null,null,null,null,888,190.976]
[884,190.36799999999999,null,null,null,null,null,884,190.27318361955085,null,null,null,null,null,null,null,null,null,null,null,null,null,null,889,191.12799999999999]
[885,190.52,null,null,null,null,null,885,190.42536327608983,null,null,null,null,null,null,null,null,null,null,null,null,null,null,890,191.28]
[886,190.672,null,null,null,null,null,886,190.5775429326288,null,null,null,null,null,null,null,null,null,null,null,null,null,null,891,191.43199999999999]
[887,190.82400000000001,null,null,null,null,null,887,190.72972258916778,null,null,null,null,null,null,null,null,null,null,null,null,null,null,892,191.584]
[888,190.976,null,null,null,null,null,888,190.88190224570673,null,null,null,null,null,null,null,null,null,null,null,null,null,null,893,191.73599999999999]
[889,191.12799999999999,null,null,null,null,null,889,191.0340819022457,null,null,null,null,null,null,null,null,null,null,null,null,null,null,894,191.88800000000001]
[890,191.28,null,null,null,null,null,890,191.18626155878468,null,null,null,null,null,null,null,null,null,null,null,null,null,null,895,192.04]
[891,191.43199999999999,null,null,null,null,null,891,191.33844121532366,null,null,null,null,null,null,null,null,null,null,null,null,null,null,896,192.19200000000001]
[892,191.584,null,null,null,null,null,892,191.4906208718626,null,null,null,null,null,null,null,null,null,null,null,null,null,null,897,192.34399999999999]
[893,191.73599999999999,null,null,null,null,null,893,191.64280052840158,null,null,null,null,null,null,null,null,null,null,null,null,null,null,898,192.49600000000001]
[894,191.88800000000001,null,null,null,null,null,894,191.79498018494056,null,null,null,null,null,null,null,null,null,null,null,null,null,null,899,192.648]
[895,192.04,null,null,null,null,null,895,191.94715984147953,null,null,null,null,null,null,null,null,null,null,null,null,null,null,900,192.8]
[896,192.19200000000001,null,null,null,null,null,896,192.09933949801848,null,null,null,null,null,null,null,null,null,null,null,null,null,null,901,192.952]
[897,192.34399999999999,null,null,null,null,null,897,192.25151915455746,null,null,null,null,null,null,null,null,null,null,null,null,null,null,902,193.10399999999998]
[898,192.49600000000001,null,null,null,null,null,898,192.40369881109643,null,null,null,null,null,null,null,null,null,null,null,null,null,null,{"$f":"X899+1","v":903},193.256]
[899,192.648,null,null,null,null,null,899,192.55587846763541,null,null,null,null,null,null,null,null,null,null,null,null,null,null,904,193.40800000000002]
[900,192.8,null,null,null,null,null,900,192.70805812417439,null,null,null,null,null,null,null,null,null,null,null,null,null,null,905,193.56]
[901,192.952,null,null,null,null,null,901,192.86023778071333,null,null,null,null,null,null,null,null,null,null,null,null,null,null,906,193.71199999999999]
[902,193.10399999999998,null,null,null,null,null,902,193.01241743725231,null,null,null,null,null,null,null,null,null,null,null,null,null,null,907,193.864]
[{"$f":"A904+1","v":903},193.256,null,null,null,null,null,{"$f":"H904+1","v":903},193.16459709379129,null,null,null,null,null,null,null,null,null,null,null,null,null,null,908,194.01599999999999]
[904,193.40800000000002,null,null,null,null,null,904,193.31677675033026,null,null,null,null,null,null,null,null,null,null,null,null,null,null,909,194.16800000000001]
[905,193.56,null,null,null,null,null,905,193.46895640686921,null,null,null,null,null,null,null,null,null,null,null,null,null,null,910,194.32]
[906,193.71199999999999,null,null,null,null,null,906,193.62113606340819,null,null,null,null,null,null,null,null,null,null,null,null,null,null,911,194.47200000000001]
[907,193.864,null,null,null,null,null,907,193.77331571994716,null,null,null,null,null,null,null,null,null,null,null,null,null,null,912,194.624]
[908,194.01599999999999,null,null,null,null,null,908,193.92549537648614,null,null,null,null,null,null,null,null,null,null,null,null,null,null,913,194.77600000000001]
[909,194.16800000000001,null,null,null,null,null,909,194.07767503302512,null,null,null,null,null,null,null,null,null,null,null,null,null,null,914,194.928]
[910,194.32,null,null,null,null,null,910,194.22985468956406,null,null,null,null,null,null,null,null,null,null,null,null,null,null,915,195.08]
[911,194.47200000000001,null,null,null,null,null,911,194.38203434610304,null,null,null,null,null,null,null,null,null,null,null,null,null,null,916,195.232]
[912,194.624,null,null,null,null,null,912,194.53421400264202,null,null,null,null,null,null,null,null,null,null,null,null,null,null,917,195.38400000000001]
[913,194.77600000000001,null,null,null,null,null,913,194.68639365918099,null,null,null,null,null,null,null,null,null,null,null,null,null,null,918,195.536]
[914,194.928,null,null,null,null,null,914,194.83857331571994,null,null,null,null,null,null,null,null,null,null,null,null,null,null,919,195.68799999999999]
[915,195.08,null,null,null,null,null,915,194.99075297225892,null,null,null,null,null,null,null,null,null,null,null,null,null,null,920,195.84]
[916,195.232,null,null,null,null,null,916,195.14293262879789,null,null,null,null,null,null,null,null,null,null,null,null,null,null,921,195.99199999999999]
[917,195.38400000000001,null,null,null,null,null,917,195.29511228533687,null,null,null,null,null,null,null,null,null,null,null,null,null,null,922,196.14400000000001]
[918,195.536,null,null,null,null,null,918,195.44729194187582,null,null,null,null,null,null,null,null,null,null,null,null,null,null,923,196.29599999999999]
[919,195.68799999999999,null,null,null,null,null,919,195.59947159841479,null,null,null,null,null,null,null,null,null,null,null,null,null,null,924,196.44800000000001]
[920,195.84,null,null,null,null,null,920,195.75165125495377,null,null,null,null,null,null,null,null,null,null,null,null,null,null,925,196.6]
[921,195.99199999999999,null,null,null,null,null,921,195.90383091149275,null,null,null,null,null,null,null,null,null,null,null,null,null,null,926,196.75200000000001]
[922,196.14400000000001,null,null,null,null,null,922,196.0560105680317,null,null,null,null,null,null,null,null,null,null,null,null,null,null,927,196.904]
[923,196.29599999999999,null,null,null,null,null,923,196.20819022457067,null,null,null,null,null,null,null,null,null,null,null,null,null,null,928,197.05599999999998]
[924,196.44800000000001,null,null,null,null,null,924,196.36036988110965,null,null,null,null,null,null,null,null,null,null,null,null,null,null,929,197.208]
[925,196.6,null,null,null,null,null,925,196.51254953764862,null,null,null,null,null,null,null,null,null,null,null,null,null,null,930,197.36]
[926,196.75200000000001,null,null,null,null,null,926,196.66472919418757,null,null,null,null,null,null,null,null,null,null,null,null,null,null,931,197.512]
[927,196.904,null,null,null,null,null,927,196.81690885072655,null,null,null,null,null,null,null,null,null,null,null,null,null,null,932,197.66399999999999]
[928,197.05599999999998,null,null,null,null,null,928,196.96908850726552,null,null,null,null,null,null,null,null,null,null,null,null,null,null,933,197.816]
[929,197.208,null,null,null,null,null,929,197.1212681638045,null,null,null,null,null,null,null,null,null,null,null,null,null,null,934,197.96799999999999]
[930,197.36,null,null,null,null,null,930,197.27344782034345,null,null,null,null,null,null,null,null,null,null,null,null,null,null,935,198.12]
[931,197.512,null,null,null,null,null,931,197.42562747688243,null,null,null,null,null,null,null,null,null,null,null,null,null,null,936,198.27199999999999]
[932,197.66399999999999,null,null,null,null,null,932,197.5778071334214,null,null,null,null,null,null,null,null,null,null,null,null,null,null,937,198.42400000000001]
[933,197.816,null,null,null,null,null,933,197.72998678996038,null,null,null,null,null,null,null,null,null,null,null,null,null,null,938,198.57599999999999]
[934,197.96799999999999,null,null,null,null,null,934,197.88216644649935,null,null,null,null,null,null,null,null,null,null,null,null,null,null,939,198.72800000000001]
[935,198.12,null,null,null,null,null,935,198.0343461030383,null,null,null,null,null,null,null,null,null,null,null,null,null,null,940,198.88]
[936,198.27199999999999,null,null,null,null,null,936,198.18652575957728,null,null,null,null,null,null,null,null,null,null,null,null,null,null,941,199.03200000000001]
[937,198.42400000000001,null,null,null,null,null,937,198.33870541611626,null,null,null,null,null,null,null,null,null,null,null,null,null,null,942,199.184]
[938,198.57599999999999,null,null,null,null,null,938,198.49088507265523,null,null,null,null,null,null,null,null,null,null,null,null,null,null,943,{"$f":"SUM(Y$747+((Y$997-Y$747)*((X940-X$747)/(X$997-X$747))))","v":199.33600000000001}]
[939,198.72800000000001,null,null,null,null,null,939,198.64306472919418,null,null,null,null,null,null,null,null,null,null,null,null,null,null,944,199.488]
[940,198.88,null,null,null,null,null,940,198.79524438573316,null,null,null,null,null,null,null,null,null,null,null,null,null,null,945,199.64]
[941,199.03200000000001,null,null,null,null,null,941,198.94742404227213,null,null,null,null,null,null,null,null,null,null,null,null,null,null,946,199.792]
[942,199.184,null,null,null,null,null,942,199.09960369881111,null,null,null,null,null,null,null,null,null,null,null,null,null,null,947,199.94400000000002]
[943,199.33600000000001,null,null,null,null,null,943,199.25178335535009,null,null,null,null,null,null,null,null,null,null,null,null,null,null,948,200.096]
[944,199.488,null,null,null,null,null,944,{"$f":"SUM($F$38+(($F$39-$F$38)*((H946-$E$38)/($E$39-$E$38))))","v":199.40396301188903},null,null,null,null,null,null,null,null,null,null,null,null,null,null,949,200.24799999999999]
[945,199.64,null,null,null,null,null,945,199.55614266842801,null,null,null,null,null,null,null,null,null,null,null,null,null,null,950,200.4]
[946,199.792,null,null,null,null,null,946,199.70832232496699,null,null,null,null,null,null,null,null,null,null,null,null,null,null,951,200.55199999999999]
[947,199.94400000000002,null,null,null,null,null,947,199.86050198150593,null,null,null,null,null,null,null,null,null,null,null,null,null,null,952,200.70400000000001]
[948,200.096,null,null,null,null,null,948,200.01268163804491,null,null,null,null,null,null,null,null,null,null,null,null,null,null,953,200.85599999999999]
[949,200.24799999999999,null,null,null,null,null,949,200.16486129458389,null,null,null,null,null,null,null,null,null,null,null,null,null,null,954,201.00800000000001]
[950,200.4,null,null,null,null,null,950,200.31704095112286,null,null,null,null,null,null,null,null,null,null,null,null,null,null,955,201.16]
[951,200.55199999999999,null,null,null,null,null,951,200.46922060766184,null,null,null,null,null,null,null,null,null,null,null,null,null,null,956,201.31200000000001]
[952,200.70400000000001,null,null,null,null,null,952,200.62140026420079,null,null,null,null,null,null,null,null,null,null,null,null,null,null,957,201.464]
[953,200.85599999999999,null,null,null,null,null,953,200.77357992073976,null,null,null,null,null,null,null,null,null,null,null,null,null,null,958,201.61599999999999]
[954,201.00800000000001,null,null,null,null,null,954,200.92575957727874,null,null,null,null,null,null,null,null,null,null,null,null,null,null,959,201.768]
[955,201.16,null,null,null,null,null,955,201.07793923381769,null,null,null,null,null,null,null,null,null,null,null,null,null,null,960,201.92]
[956,201.31200000000001,null,null,null,null,null,956,201.23011889035666,null,null,null,null,null,null,null,null,null,null,null,null,null,null,961,202.072]
[957,201.464,null,null,null,null,null,957,201.38229854689564,null,null,null,null,null,null,null,null,null,null,null,null,null,null,962,202.22399999999999]
[958,201.61599999999999,null,null,null,null,null,958,201.53447820343462,null,null,null,null,null,null,null,null,null,null,null,null,null,null,963,202.376]
[959,201.768,null,null,null,null,null,959,201.68665785997359,null,null,null,null,null,null,null,null,null,null,null,null,null,null,964,202.52799999999999]
[960,201.92,null,null,null,null,null,960,201.83883751651254,null,null,null,null,null,null,null,null,null,null,null,null,null,null,965,202.68]
[961,202.072,null,null,null,null,null,961,201.99101717305152,null,null,null,null,null,null,null,null,null,null,null,null,null,null,966,202.83199999999999]
[962,202.22399999999999,null,null,null,null,null,962,202.14319682959049,null,null,null,null,null,null,null,null,null,null,null,null,null,null,{"$f":"X963+1","v":967},202.98400000000001]
[963,202.376,null,null,null,null,null,963,202.29537648612947,null,null,null,null,null,null,null,null,null,null,null,null,null,null,968,203.136]
[964,202.52799999999999,null,null,null,null,null,964,202.44755614266842,null,null,null,null,null,null,null,null,null,null,null,null,null,null,969,203.28800000000001]
[965,202.68,null,null,null,null,null,965,202.59973579920739,null,null,null,null,null,null,null,null,null,null,null,null,null,null,970,203.44]
[966,202.83199999999999,null,null,null,null,null,966,202.75191545574637,null,null,null,null,null,null,null,null,null,null,null,null,null,null,971,203.59199999999998]
[{"$f":"A968+1","v":967},202.98400000000001,null,null,null,null,null,{"$f":"H968+1","v":967},202.90409511228535,null,null,null,null,null,null,null,null,null,null,null,null,null,null,972,203.744]
[968,203.136,null,null,null,null,null,968,203.05627476882432,null,null,null,null,null,null,null,null,null,null,null,null,null,null,973,203.89600000000002]
[969,203.28800000000001,null,null,null,null,null,969,203.20845442536327,null,null,null,null,null,null,null,null,null,null,null,null,null,null,974,204.048]
[970,203.44,null,null,null,null,null,970,203.36063408190225,null,null,null,null,null,null,null,null,null,null,null,null,null,null,975,204.2]
[971,203.59199999999998,null,null,null,null,null,971,203.51281373844122,null,null,null,null,null,null,null,null,null,null,null,null,null,null,976,204.352]
[972,203.744,null,null,null,null,null,972,203.66499339498017,null,null,null,null,null,null,null,null,null,null,null,null,null,null,977,204.50399999999999]
[973,203.89600000000002,null,null,null,null,null,973,203.81717305151915,null,null,null,null,null,null,null,null,null,null,null,null,null,null,978,204.65600000000001]
[974,204.048,null,null,null,null,null,974,203.96935270805812,null,null,null,null,null,null,null,null,null,null,null,null,null,null,979,204.80799999999999]
[975,204.2,null,null,null,null,null,975,204.1215323645971,null,null,null,null,null,null,null,null,null,null,null,null,null,null,980,204.96]
[976,204.352,null,null,null,null,null,976,204.27371202113608,null,null,null,null,null,null,null,null,null,null,null,null,null,null,981,205.11199999999999]
[977,204.50399999999999,null,null,null,null,null,977,204.42589167767505,null,null,null,null,null,null,null,null,null,null,null,null,null,null,982,205.26400000000001]
[978,204.65600000000001,null,null,null,null,null,978,204.578071334214,null,null,null,null,null,null,null,null,null,null,null,null,null,null,983,205.416]
[979,204.80799999999999,null,null,null,null,null,979,204.73025099075298,null,null,null,null,null,null,null,null,null,null,null,null,null,null,984,205.56800000000001]
[980,204.96,null,null,null,null,null,980,204.88243064729195,null,null,null,null,null,null,null,null,null,null,null,null,null,null,985,205.72]
[981,205.11199999999999,null,null,null,null,null,981,205.0346103038309,null,null,null,null,null,null,null,null,null,null,null,null,null,null,986,205.87200000000001]
[982,205.26400000000001,null,null,null,null,null,982,205.18678996036988,null,null,null,null,null,null,null,null,null,null,null,null,null,null,987,206.024]
[983,205.416,null,null,null,null,null,983,205.33896961690886,null,null,null,null,null,null,null,null,null,null,null,null,null,null,988,206.17599999999999]
[984,205.56800000000001,null,null,null,null,null,984,205.49114927344783,null,null,null,null,null,null,null,null,null,null,null,null,null,null,989,206.328]
[985,205.72,null,null,null,null,null,985,205.64332892998681,null,null,null,null,null,null,null,null,null,null,null,null,null,null,990,206.48]
[986,205.87200000000001,null,null,null,null,null,986,205.79550858652576,null,null,null,null,null,null,null,null,null,null,null,null,null,null,991,206.63200000000001]
[987,206.024,null,null,null,null,null,987,205.94768824306473,null,null,null,null,null,null,null,null,null,null,null,null,null,null,992,206.78399999999999]
[988,206.17599999999999,null,null,null,null,null,988,206.09986789960371,null,null,null,null,null,null,null,null,null,null,null,null,null,null,993,206.93600000000001]
[989,206.328,null,null,null,null,null,989,206.25204755614266,null,null,null,null,null,null,null,null,null,null,null,null,null,null,994,207.08799999999999]
[990,206.48,null,null,null,null,null,990,206.40422721268163,null,null,null,null,null,null,null,null,null,null,null,null,null,null,995,207.24]
[991,206.63200000000001,null,null,null,null,null,991,206.55640686922061,null,null,null,null,null,null,null,null,null,null,null,null,null,null,996,207.392]
[992,206.78399999999999,null,null,null,null,null,992,206.70858652575959,null,null,null,null,null,null,null,null,null,null,null,null,null,null,997,207.54399999999998]
[993,206.93600000000001,null,null,null,null,null,993,206.86076618229856,null,null,null,null,null,null,null,null,null,null,null,null,null,null,998,207.696]
[994,207.08799999999999,null,null,null,null,null,994,207.01294583883754,null,null,null,null,null,null,null,null,null,null,null,null,null,null,999,207.84800000000001]
[995,207.24,null,null,null,null,null,995,207.16512549537649,null,null,null,null,null,null,null,null,null,null,null,null,null,null,1000,208]
[996,207.392,null,null,null,null,null,996,207.31730515191546,null,null,null,null,null,null,null,null,null,null,null,null,null,null,1001,{"$f":"SUM(Y$997+((Y$1247-Y$997)*((X998-X$997)/(X$1247-X$997))))","v":208.12799999999999}]
[997,207.54399999999998,null,null,null,null,null,997,207.46948480845444,null,null,null,null,null,null,null,null,null,null,null,null,null,null,1002,208.256]
[998,207.696,null,null,null,null,null,998,207.62166446499339,null,null,null,null,null,null,null,null,null,null,null,null,null,null,1003,208.38399999999999]
[1000,208,null,null,null,null,null,1000,207.92602377807134,null,null,null,null,null,null,null,null,null,null,null,null,null,null,1005,208.64]
[1011,209.40799999999999,null,null,null,null,null,1011,209.3326287978864,null,null,null,null,null,null,null,null,null,null,null,null,null,null,1016,210.048]
[1023,210.94399999999999,null,null,null,null,null,1023,210.86710700132102,null,null,null,null,null,null,null,null,null,null,null,null,null,null,1028,211.584]
[1030,211.84,null,null,null,null,null,1030,211.76221928665785,null,null,null,null,null,null,null,null,null,null,null,null,null,null,1035,212.48]
[1039,212.99199999999999,null,null,null,null,null,1039,212.91307793923383,null,null,null,null,null,null,null,null,null,null,null,null,null,null,1044,213.63200000000001]
[1044,213.63200000000001,null,null,null,null,null,1044,213.55244385733158,null,null,null,null,null,null,null,null,null,null,null,null,null,null,1049,214.27199999999999]
[1051,214.52799999999999,null,null,null,null,null,1051,214.44755614266842,null,null,null,null,null,null,null,null,null,null,null,null,null,null,1056,215.16800000000001]
[1063,216.06399999999999,null,null,null,null,null,1063,215.98203434610303,null,null,null,null,null,null,null,null,null,null,null,null,null,null,1068,216.70400000000001]
[1070,216.96,null,null,null,null,null,1070,216.8771466314399,null,null,null,null,null,null,null,null,null,null,null,null,null,null,1075,217.6]
[1081,218.36799999999999,null,null,null,null,null,1081,218.28375165125496,null,null,null,null,null,null,null,null,null,null,null,null,null,null,1086,219.00800000000001]
[1093,219.904,null,null,null,null,null,1093,219.81822985468955,null,null,null,null,null,null,null,null,null,null,null,null,null,null,1098,220.54400000000001]
[1100,220.8,null,null,null,null,null,1100,220.71334214002641,null,null,null,null,null,null,null,null,null,null,null,null,null,null,1105,221.44]
[1109,221.952,null,null,null,null,null,1109,221.86420079260239,null,null,null,null,null,null,null,null,null,null,null,null,null,null,1114,222.59200000000001]
[1114,222.59200000000001,null,null,null,null,null,1114,222.50356671070014,null,null,null,null,null,null,null,null,null,null,null,null,null,null,1119,223.232]
[1121,223.488,null,null,null,null,null,1121,223.39867899603698,null,null,null,null,null,null,null,null,null,null,null,null,null,null,1126,224.12799999999999]
[1133,225.024,null,null,null,null,null,1133,224.93315719947159,null,null,null,null,null,null,null,null,null,null,null,null,null,null,1138,225.66399999999999]
[1140,225.92000000000002,null,null,null,null,null,1140,225.82826948480846,null,null,null,null,null,null,null,null,null,null,null,null,null,null,1145,226.56]
[1151,227.328,null,null,null,null,null,1151,227.23487450462352,null,null,null,null,null,null,null,null,null,null,null,null,null,null,1156,227.96799999999999]
[1163,228.864,null,null,null,null,null,1163,228.76935270805811,null,null,null,null,null,null,null,null,null,null,null,null,null,null,1168,229.50399999999999]
[1170,229.76,null,null,null,null,null,1170,229.66446499339497,null,null,null,null,null,null,null,null,null,null,null,null,null,null,1175,230.4]
[1179,230.91200000000001,null,null,null,null,null,1179,230.81532364597092,null,null,null,null,null,null,null,null,null,null,null,null,null,null,1184,231.55199999999999]
[1188,232.06399999999999,null,null,null,null,null,1188,231.9661822985469,null,null,null,null,null,null,null,null,null,null,null,null,null,null,1193,{"$f":"SUM(Y$997+((Y$1247-Y$997)*((X1190-X$997)/(X$1247-X$997))))","v":232.70400000000001}]
[1191,232.44800000000001,null,null,null,null,null,1191,232.34980184940554,null,null,null,null,null,null,null,null,null,null,null,null,null,null,1196,233.08799999999999]
[1203,233.98400000000001,null,null,null,null,null,1203,233.88428005284015,null,null,null,null,null,null,null,null,null,null,null,null,null,null,1208,234.624]
[1210,234.88,null,null,null,null,null,1210,234.77939233817699,null,null,null,null,null,null,null,null,null,null,null,null,null,null,1215,235.52]
[1221,236.28800000000001,null,null,null,null,null,1221,236.18599735799205,null,null,null,null,null,null,null,null,null,null,null,null,null,null,1226,236.928]
[1233,237.82400000000001,null,null,null,null,null,1233,237.72047556142667,null,null,null,null,null,null,null,null,null,null,null,null,null,null,1238,238.464]
[1240,238.72,null,null,null,null,null,1240,238.61558784676353,null,null,null,null,null,null,null,null,null,null,null,null,null,null,1245,239.36]
[1249,239.87200000000001,null,null,null,null,null,1249,239.76644649933948,null,null,null,null,null,null,null,null,null,null,null,null,null,null,1254,240.43199999999999]
[1258,240.864,null,null,null,null,null,1258,240.76512549537648,null,null,null,null,null,null,null,null,null,null,null,null,null,null,1263,241.404]
[1261,241.18799999999999,null,null,null,null,null,1261,241.09167767503303,null,null,null,null,null,null,null,null,null,null,null,null,null,null,1266,241.72800000000001]
[1273,242.48400000000001,null,null,null,null,null,1273,242.39788639365918,null,null,null,null,null,null,null,null,null,null,null,null,null,null,1278,243.024]
[1280,243.24,null,null,null,null,null,1280,243.15984147952443,null,null,null,null,null,null,null,null,null,null,null,null,null,null,1285,243.78]
[1291,244.428,null,null,null,null,null,1291,244.35719947159839,null,null,null,null,null,null,null,null,null,null,null,null,null,null,1296,244.96799999999999]
[1303,245.72399999999999,null,null,null,null,null,1303,245.66340819022457,null,null,null,null,null,null,null,null,null,null,null,null,null,null,1308,246.26400000000001]
[1310,246.48,null,null,null,null,null,1310,246.42536327608983,null,null,null,null,null,null,null,null,null,null,null,null,null,null,1315,{"$f":"SUM(Y$1247+((Y$1497-Y$1247)*((X1312-X$1247)/(X$1497-X$1247))))","v":247.02}]
[1319,247.452,null,null,null,null,null,1319,247.40501981505943,null,null,null,null,null,null,null,null,null,null,null,null,null,null,1324,247.99199999999999]
[1328,248.42400000000001,null,null,null,null,null,1328,248.38467635402907,null,null,null,null,null,null,null,null,null,null,null,null,null,null,1333,248.964]
[1331,248.74799999999999,null,null,null,null,null,1331,248.71122853368558,null,null,null,null,null,null,null,null,null,null,null,null,null,null,1336,249.28800000000001]
[1343,250.04400000000001,null,null,null,null,null,1343,250.01743725231174,null,null,null,null,null,null,null,null,null,null,null,null,null,null,1348,250.584]
[1350,250.8,null,null,null,null,null,1350,250.77939233817702,null,null,null,null,null,null,null,null,null,null,null,null,null,null,1355,251.34]
[1361,251.988,null,null,null,null,null,1361,251.97675033025098,null,null,null,null,null,null,null,null,null,null,null,null,null,null,1366,252.52799999999999]
[1368,252.744,null,null,null,null,null,1368,252.73870541611623,null,null,null,null,null,null,null,null,null,null,null,null,null,null,1373,253.28399999999999]
[1380,254.04,null,null,null,null,null,1380,{"$f":"SUM($F$40+(($F$41-$F$40)*((H1382-$E$40)/($E$41-$E$40))))","v":254.04491413474238},null,null,null,null,null,null,null,null,null,null,null,null,null,null,1385,254.58]
[1389,255.012,null,null,null,null,null,1389,255.02457067371202,null,null,null,null,null,null,null,null,null,null,null,null,null,null,1394,255.55199999999999]
[1398,255.98400000000001,null,null,null,null,null,1398,256.00422721268166,null,null,null,null,null,null,null,null,null,null,null,null,null,null,1403,256.524]
[1401,256.30799999999999,null,null,null,null,null,1401,256.33077939233817,null,null,null,null,null,null,null,null,null,null,null,null,null,null,1406,256.84800000000001]
[1413,257.60399999999998,null,null,null,null,null,1413,257.63698811096435,null,null,null,null,null,null,null,null,null,null,null,null,null,null,1418,258.14400000000001]
[1420,258.36,null,null,null,null,null,1420,258.39894319682958,null,null,null,null,null,null,null,null,null,null,null,null,null,null,1425,258.89999999999998]
[1431,259.548,null,null,null,null,null,1431,259.59630118890357,null,null,null,null,null,null,null,null,null,null,null,null,null,null,1436,260.08800000000002]
[1438,260.30399999999997,null,null,null,null,null,1438,260.35825627476879,null,null,null,null,null,null,null,null,null,null,null,null,null,null,1443,{"$f":"SUM(Y$1247+((Y$1497-Y$1247)*((X1440-X$1247)/(X$1497-X$1247))))","v":260.84399999999999}]
[1450,261.60000000000002,null,null,null,null,null,1450,261.66446499339497,null,null,null,null,null,null,null,null,null,null,null,null,null,null,1455,262.14]
[1459,262.572,null,null,null,null,null,1459,262.64412153236458,null,null,null,null,null,null,null,null,null,null,null,null,null,null,1464,263.11200000000002]
[1468,263.54399999999998,null,null,null,null,null,1468,263.62377807133419,null,null,null,null,null,null,null,null,null,null,null,null,null,null,1473,264.084]
[1471,263.86799999999999,null,null,null,null,null,1471,263.95033025099076,null,null,null,null,null,null,null,null,null,null,null,null,null,null,1476,264.40800000000002]
[1487,265.596,null,null,null,null,null,1487,265.69194187582565,null,null,null,null,null,null,null,null,null,null,null,null,null,null,1492,266.13600000000002]
[1490,265.92,null,null,null,null,null,1490,266.01849405548217,null,null,null,null,null,null,null,null,null,null,null,null,null,null,1495,266.45999999999998]
[1501,267.108,null,null,null,null,null,1501,{"$f":"SUM($F$41+(($F$42-$F$41)*((H1503-$E$41)/($E$42-$E$41))))","v":267.21479524438575},null,null,null,null,null,null,null,null,null,null,null,null,null,null,1506,267.64800000000002]
[1508,267.86399999999998,null,null,null,null,null,1508,267.96935270805812,null,null,null,null,null,null,null,null,null,null,null,null,null,null,1513,268.404]
[1520,269.16000000000003,null,null,null,null,null,1520,269.26287978863934,null,null,null,null,null,null,null,null,null,null,null,null,null,null,1525,269.7]
[1529,270.13200000000001,null,null,null,null,null,1529,270.23302509907529,null,null,null,null,null,null,null,null,null,null,null,null,null,null,1534,270.67200000000003]
[1538,271.10399999999998,null,null,null,null,null,1538,271.20317040951124,null,null,null,null,null,null,null,null,null,null,null,null,null,null,{"$f":"X1539+1","v":1543},271.64400000000001]
[1541,271.428,null,null,null,null,null,1541,271.52655217965656,null,null,null,null,null,null,null,null,null,null,null,null,null,null,1546,271.96800000000002]
[1557,273.15600000000001,null,null,null,null,null,1557,273.25125495376489,null,null,null,null,null,null,null,null,null,null,null,null,null,null,1562,273.69600000000003]
[1560,273.48,null,null,null,null,null,1560,273.57463672391015,null,null,null,null,null,null,null,null,null,null,null,null,null,null,1565,{"$f":"SUM(Y$1497+((Y$1747-Y$1497)*((X1562-X$1497)/(X$1747-X$1497))))","v":274.02}]
[1571,274.66800000000001,null,null,null,null,null,1571,274.76036988110963,null,null,null,null,null,null,null,null,null,null,null,null,null,null,1576,275.20800000000003]
[1578,275.42399999999998,null,null,null,null,null,1578,275.51492734478205,null,null,null,null,null,null,null,null,null,null,null,null,null,null,1583,275.964]
[1590,276.72000000000003,null,null,null,null,null,1590,276.80845442536327,null,null,null,null,null,null,null,null,null,null,null,null,null,null,1595,277.26]
[1599,277.69200000000001,null,null,null,null,null,1599,277.77859973579922,null,null,null,null,null,null,null,null,null,null,null,null,null,null,1604,278.23199999999997]
[1608,278.66399999999999,null,null,null,null,null,1608,278.74874504623511,null,null,null,null,null,null,null,null,null,null,null,null,null,null,1613,279.20400000000001]
[1611,278.988,null,null,null,null,null,1611,279.07212681638043,null,null,null,null,null,null,null,null,null,null,null,null,null,null,1616,279.52800000000002]
[1627,280.71600000000001,null,null,null,null,null,1627,280.79682959048876,null,null,null,null,null,null,null,null,null,null,null,null,null,null,1632,281.25599999999997]
[1630,281.04000000000002,null,null,null,null,null,1630,{"$f":"SUM($F$41+(($F$42-$F$41)*((H1632-$E$41)/($E$42-$E$41))))","v":281.12021136063407},null,null,null,null,null,null,null,null,null,null,null,null,null,null,1635,281.58]
[1641,282.22800000000001,null,null,null,null,null,1641,282.30594451783355,null,null,null,null,null,null,null,null,null,null,null,null,null,null,1646,282.76799999999997]
[1648,282.98399999999998,null,null,null,null,null,1648,283.06050198150592,null,null,null,null,null,null,null,null,null,null,null,null,null,null,1653,283.524]
[1660,284.27999999999997,null,null,null,null,null,1660,284.35402906208719,null,null,null,null,null,null,null,null,null,null,null,null,null,null,1665,284.82]
[1669,285.25200000000001,null,null,null,null,null,1669,285.32417437252309,null,null,null,null,null,null,null,null,null,null,null,null,null,null,1674,285.79199999999997]
[1678,286.22399999999999,null,null,null,null,null,1678,286.29431968295904,null,null,null,null,null,null,null,null,null,null,null,null,null,null,1683,286.76400000000001]
[1681,286.548,null,null,null,null,null,1681,286.61770145310436,null,null,null,null,null,null,null,null,null,null,null,null,null,null,1686,287.08800000000002]
[1697,288.27600000000001,null,null,null,null,null,1697,288.34240422721268,null,null,null,null,null,null,null,null,null,null,null,null,null,null,1702,288.81600000000003]
[1700,288.60000000000002,null,null,null,null,null,1700,288.665785997358,null,null,null,null,null,null,null,null,null,null,null,null,null,null,1705,289.14]
[1711,289.78800000000001,null,null,null,null,null,1711,289.85151915455748,null,null,null,null,null,null,null,null,null,null,null,null,null,null,1716,290.32799999999997]
[1718,290.54399999999998,null,null,null,null,null,1718,290.60607661822985,null,null,null,null,null,null,null,null,null,null,null,null,null,null,1723,291.084]
[1730,291.83999999999997,null,null,null,null,null,1730,291.89960369881112,null,null,null,null,null,null,null,null,null,null,null,null,null,null,{"$f":"X1731+1","v":1735},292.38]
[1739,292.81200000000001,null,null,null,null,null,1739,292.86974900924702,null,null,null,null,null,null,null,null,null,null,null,null,null,null,1744,293.35199999999998]
[1748,293.78399999999999,null,null,null,null,null,1748,293.83989431968297,null,null,null,null,null,null,null,null,null,null,null,null,null,null,1753,294.32400000000001]
[1751,294.108,null,null,null,null,null,1751,{"$f":"SUM($F$42+(($F$43-$F$42)*((H1753-$E$42)/($E$43-$E$42))))","v":294.16327608982829},null,null,null,null,null,null,null,null,null,null,null,null,null,null,1756,294.64800000000002]
[1767,295.83600000000001,null,null,null,null,null,1767,295.88797886393661,null,null,null,null,null,null,null,null,null,null,null,null,null,null,1772,296.37599999999998]
[1770,296.16000000000003,null,null,null,null,null,1770,296.21136063408187,null,null,null,null,null,null,null,null,null,null,null,null,null,null,1775,296.7]
[1781,297.34800000000001,null,null,null,null,null,1781,297.39709379128135,null,null,null,null,null,null,null,null,null,null,null,null,null,null,1786,297.88799999999998]
[1788,298.10399999999998,null,null,null,null,null,1788,298.15165125495378,null,null,null,null,null,null,null,null,null,null,null,null,null,null,1793,298.64400000000001]
[1800,299.39999999999998,null,null,null,null,null,1800,299.44517833553499,null,null,null,null,null,null,null,null,null,null,null,null,null,null,1805,299.94]
[1809,300.37200000000001,null,null,null,null,null,1809,300.41532364597094,null,null,null,null,null,null,null,null,null,null,null,null,null,null,1814,300.91199999999998]
[1818,301.34399999999999,null,null,null,null,null,1818,301.38546895640684,null,null,null,null,null,null,null,null,null,null,null,null,null,null,1823,301.88400000000001]
[1821,301.66800000000001,null,null,null,null,null,1821,301.70885072655216,null,null,null,null,null,null,null,null,null,null,null,null,null,null,1826,302.20800000000003]
[1837,303.39600000000002,null,null,null,null,null,1837,303.43355350066048,null,null,null,null,null,null,null,null,null,null,null,null,null,null,1842,303.93599999999998]
[1840,303.72000000000003,null,null,null,null,null,1840,303.7569352708058,null,null,null,null,null,null,null,null,null,null,null,null,null,null,1845,304.26]
[1855,305.33999999999997,null,null,null,null,null,1855,305.37384412153233,null,null,null,null,null,null,null,null,null,null,null,null,null,null,1860,305.88]
[1858,305.66399999999999,null,null,null,null,null,1858,305.69722589167765,null,null,null,null,null,null,null,null,null,null,null,null,null,null,{"$f":"X1859+1","v":1863},306.20400000000001]
[1870,306.95999999999998,null,null,null,null,null,1870,306.99075297225892,null,null,null,null,null,null,null,null,null,null,null,null,null,null,1875,307.5]
[1879,307.93200000000002,null,null,null,null,null,1879,307.96089828269487,null,null,null,null,null,null,null,null,null,null,null,null,null,null,1884,308.47199999999998]
[1888,308.904,null,null,null,null,null,1888,308.93104359313077,null,null,null,null,null,null,null,null,null,null,null,null,null,null,1893,309.44400000000002]
[1891,309.22800000000001,null,null,null,null,null,1891,309.25442536327608,null,null,null,null,null,null,null,null,null,null,null,null,null,null,1896,309.76799999999997]
[1907,310.95600000000002,null,null,null,null,null,1907,310.97912813738441,null,null,null,null,null,null,null,null,null,null,null,null,null,null,1912,311.49599999999998]
[1910,311.27999999999997,null,null,null,null,null,1910,311.30250990752972,null,null,null,null,null,null,null,null,null,null,null,null,null,null,1915,311.82]
[1925,312.89999999999998,null,null,null,null,null,1925,312.91941875825626,null,null,null,null,null,null,null,null,null,null,null,null,null,null,1930,313.44]
[1928,313.22399999999999,null,null,null,null,null,1928,313.24280052840157,null,null,null,null,null,null,null,null,null,null,null,null,null,null,1933,313.76400000000001]
[1940,314.52,null,null,null,null,null,1940,314.53632760898284,null,null,null,null,null,null,null,null,null,null,null,null,null,null,1945,315.06]
[1949,315.49200000000002,null,null,null,null,null,1949,315.50647291941874,null,null,null,null,null,null,null,null,null,null,null,null,null,null,1954,316.03199999999998]
[1958,316.464,null,null,null,null,null,1958,316.47661822985469,null,null,null,null,null,null,null,null,null,null,null,null,null,null,1963,317.00400000000002]
[1965,317.22000000000003,null,null,null,null,null,1965,317.23117569352706,null,null,null,null,null,null,null,null,null,null,null,null,null,null,1970,317.76]
[1977,318.51600000000002,null,null,null,null,null,1977,318.52470277410833,null,null,null,null,null,null,null,null,null,null,null,null,null,null,1982,319.05599999999998]
[1980,318.83999999999997,null,null,null,null,null,1980,318.84808454425365,null,null,null,null,null,null,null,null,null,null,null,null,null,null,1985,319.38]
[1995,320.45999999999998,null,null,null,null,null,1995,320.46499339498018,null,null,null,null,null,null,null,null,null,null,null,null,null,null,2000,321]
[1998,320.78399999999999,null,null,null,null,null,1998,320.7883751651255,null,null,null,null,null,null,null,null,null,null,null,null,null,null,2003,321.32400000000001]
[2010,322.08,null,null,null,null,null,2010,322.08190224570671,null,null,null,null,null,null,null,null,null,null,null,null,null,null,2015,322.62]
[2019,323.05200000000002,null,null,null,null,null,2019,323.05204755614267,null,null,null,null,null,null,null,null,null,null,null,null,null,null,2024,323.59199999999998]
[2028,324.024,null,null,null,null,null,2028,324.02219286657856,null,null,null,null,null,null,null,null,null,null,null,null,null,null,2033,324.56400000000002]
[2035,324.77999999999997,null,null,null,null,null,2035,324.77675033025099,null,null,null,null,null,null,null,null,null,null,null,null,null,null,2040,325.32]
[2047,326.07600000000002,null,null,null,null,null,2047,326.0702774108322,null,null,null,null,null,null,null,null,null,null,null,null,null,null,2052,326.61599999999999]
[2050,326.39999999999998,null,null,null,null,null,2050,326.39365918097752,null,null,null,null,null,null,null,null,null,null,null,null,null,null,{"$f":"X2051+1","v":2055},326.94]
[2065,328.02,null,null,null,null,null,2065,328.01056803170411,null,null,null,null,null,null,null,null,null,null,null,null,null,null,2070,328.56]
[2068,328.34399999999999,null,null,null,null,null,2068,328.33394980184937,null,null,null,null,null,null,null,null,null,null,null,null,null,null,2073,328.88400000000001]
[2080,329.64,null,null,null,null,null,2080,329.62747688243064,null,null,null,null,null,null,null,null,null,null,null,null,null,null,2085,330.18]
[2087,330.39600000000002,null,null,null,null,null,2087,330.38203434610301,null,null,null,null,null,null,null,null,null,null,null,null,null,null,2092,330.93599999999998]
[2099,331.69200000000001,null,null,null,null,null,2099,331.67556142668428,null,null,null,null,null,null,null,null,null,null,null,null,null,null,2104,332.23199999999997]
[2105,332.34,null,null,null,null,null,2105,332.32232496697486,null,null,null,null,null,null,null,null,null,null,null,null,null,null,2110,332.88]
[2117,333.63600000000002,null,null,null,null,null,2117,333.61585204755613,null,null,null,null,null,null,null,null,null,null,null,null,null,null,2122,334.17599999999999]
[2120,333.96,null,null,null,null,null,2120,333.93923381770145,null,null,null,null,null,null,null,null,null,null,null,null,null,null,2125,334.5]
[2130,335.04,null,null,null,null,null,2130,{"$f":"SUM($F$43+(($F$44-$F$43)*((H2132-$E$43)/($E$44-$E$43))))","v":335.01717305151914},null,null,null,null,null,null,null,null,null,null,null,null,null,null,2135,335.58]
[2138,335.904,null,null,null,null,null,2138,335.8795244385733,null,null,null,null,null,null,null,null,null,null,null,null,null,null,2143,336.44400000000002]
[2145,336.66,null,null,null,null,null,2145,336.63408190224567,null,null,null,null,null,null,null,null,null,null,null,null,null,null,2150,337.2]
[2157,337.95600000000002,null,null,null,null,null,2157,337.92760898282694,null,null,null,null,null,null,null,null,null,null,null,null,null,null,2162,338.49599999999998]
[2169,339.25200000000001,null,null,null,null,null,2169,339.22113606340815,null,null,null,null,null,null,null,null,null,null,null,null,null,null,2174,339.79199999999997]
[2175,339.9,null,null,null,null,null,2175,339.86789960369879,null,null,null,null,null,null,null,null,null,null,null,null,null,null,2180,340.44]
[2187,341.19600000000003,null,null,null,null,null,2187,341.16142668428006,null,null,null,null,null,null,null,null,null,null,null,null,null,null,2192,341.73599999999999]
[2190,341.52,null,null,null,null,null,2190,341.48480845442538,null,null,null,null,null,null,null,null,null,null,null,null,null,null,2195,342.06]
[2200,342.6,null,null,null,null,null,2200,342.56274768824306,null,null,null,null,null,null,null,null,null,null,null,null,null,null,2205,343.14]
[2208,343.464,null,null,null,null,null,2208,343.42509907529723,null,null,null,null,null,null,null,null,null,null,null,null,null,null,2213,344.00400000000002]
[2215,344.22,null,null,null,null,null,2215,344.1796565389696,null,null,null,null,null,null,null,null,null,null,null,null,null,null,2220,344.76]
[2227,345.51600000000002,null,null,null,null,null,2227,345.47318361955087,null,null,null,null,null,null,null,null,null,null,null,null,null,null,2232,346.05599999999998]
[2239,346.81200000000001,null,null,null,null,null,2239,346.76671070013208,null,null,null,null,null,null,null,null,null,null,null,null,null,null,2244,347.35199999999998]
[2245,347.46,null,null,null,null,null,2245,347.41347424042272,null,null,null,null,null,null,null,null,null,null,null,null,null,null,2250,348]
[2257,348.75599999999997,null,null,null,null,null,2257,348.70700132100393,null,null,null,null,null,null,null,null,null,null,null,null,null,null,2262,349.29599999999999]
[2264,349.512,null,null,null,null,null,2264,349.46155878467636,null,null,null,null,null,null,null,null,null,null,null,null,null,null,2269,350.05200000000002]
[2270,350.16,null,null,null,null,null,2270,350.10832232496693,null,null,null,null,null,null,null,null,null,null,null,null,null,null,2275,350.7]
[2278,351.024,null,null,null,null,null,2278,350.9706737120211,null,null,null,null,null,null,null,null,null,null,null,null,null,null,2283,351.56400000000002]
[2285,351.78,null,null,null,null,null,2285,351.72523117569352,null,null,null,null,null,null,null,null,null,null,null,null,null,null,2290,352.32]
[2297,353.07600000000002,null,null,null,null,null,2297,353.01875825627474,null,null,null,null,null,null,null,null,null,null,null,null,null,null,2302,353.61599999999999]
[2309,354.37200000000001,null,null,null,null,null,2309,354.31228533685601,null,null,null,null,null,null,null,null,null,null,null,null,null,null,2314,354.91199999999998]
[2315,355.02,null,null,null,null,null,2315,354.95904887714664,null,null,null,null,null,null,null,null,null,null,null,null,null,null,2320,355.56]
[2327,356.31599999999997,null,null,null,null,null,2327,356.25257595772786,null,null,null,null,null,null,null,null,null,null,null,null,null,null,2332,356.85599999999999]
[2334,357.072,null,null,null,null,null,2334,357.00713342140023,null,null,null,null,null,null,null,null,null,null,null,null,null,null,2339,357.61200000000002]
[2340,357.72,null,null,null,null,null,2340,357.65389696169086,null,null,null,null,null,null,null,null,null,null,null,null,null,null,2345,358.26]
[2348,358.584,null,null,null,null,null,2348,358.51624834874502,null,null,null,null,null,null,null,null,null,null,null,null,null,null,2353,359.12400000000002]
[2355,359.34,null,null,null,null,null,2355,359.27080581241739,null,null,null,null,null,null,null,null,null,null,null,null,null,null,2360,359.88]
[2367,360.63600000000002,null,null,null,null,null,2367,360.56433289299866,null,null,null,null,null,null,null,null,null,null,null,null,null,null,2372,361.17599999999999]
[2379,361.93200000000002,null,null,null,null,null,2379,361.85785997357993,null,null,null,null,null,null,null,null,null,null,null,null,null,null,2384,362.47199999999998]
[2385,362.58,null,null,null,null,null,2385,362.50462351387051,null,null,null,null,null,null,null,null,null,null,null,null,null,null,2390,363.12]
[2397,363.87599999999998,null,null,null,null,null,2397,363.79815059445178,null,null,null,null,null,null,null,null,null,null,null,null,null,null,2402,364.416]
[2404,364.63200000000001,null,null,null,null,null,2404,364.55270805812415,null,null,null,null,null,null,null,null,null,null,null,null,null,null,2409,365.17200000000003]
[2410,365.28,null,null,null,null,null,2410,365.19947159841479,null,null,null,null,null,null,null,null,null,null,null,null,null,null,2415,365.82]
[2418,366.14400000000001,null,null,null,null,null,2418,366.06182298546895,null,null,null,null,null,null,null,null,null,null,null,null,null,null,2423,366.68399999999997]
[2425,366.9,null,null,null,null,null,2425,366.81638044914132,null,null,null,null,null,null,null,null,null,null,null,null,null,null,2430,367.44]
[2437,368.19600000000003,null,null,null,null,null,2437,368.10990752972259,null,null,null,null,null,null,null,null,null,null,null,null,null,null,2442,368.73599999999999]
[2449,369.49200000000002,null,null,null,null,null,2449,369.4034346103038,null,null,null,null,null,null,null,null,null,null,null,null,null,null,2454,370.03199999999998]
[2455,370.14,null,null,null,null,null,2455,370.05019815059444,null,null,null,null,null,null,null,null,null,null,null,null,null,null,2460,370.68]
[2467,371.43599999999998,null,null,null,null,null,2467,371.34372523117565,null,null,null,null,null,null,null,null,null,null,null,null,null,null,2472,371.976]
[2474,372.19200000000001,null,null,null,null,null,2474,372.09828269484808,null,null,null,null,null,null,null,null,null,null,null,null,null,null,2479,372.73199999999997]
[2480,372.84,null,null,null,null,null,2480,372.74504623513872,null,null,null,null,null,null,null,null,null,null,null,null,null,null,2485,373.38]
[2488,373.70400000000001,null,null,null,null,null,2488,373.60739762219282,null,null,null,null,null,null,null,null,null,null,null,null,null,null,2493,374.24400000000003]
[2495,374.46,null,null,null,null,null,2495,374.36195508586525,null,null,null,null,null,null,null,null,null,null,null,null,null,null,2500,375]
[2507,375.75599999999997,null,null,null,null,null,2507,375.66287978863937,null,null,null,null,null,null,null,null,null,null,null,null,null,null,2512,376.29599999999999]
[2519,377.05200000000002,null,null,null,null,null,2519,376.9690885072655,null,null,null,null,null,null,null,null,null,null,null,null,null,null,2524,377.59199999999998]
[2525,377.7,null,null,null,null,null,2525,377.62219286657859,null,null,null,null,null,null,null,null,null,null,null,null,null,null,2530,378.24]
[2537,378.99599999999998,null,null,null,null,null,2537,378.92840158520471,null,null,null,null,null,null,null,null,null,null,null,null,null,null,2542,379.536]
[2544,379.75200000000001,null,null,null,null,null,2544,379.69035667106999,null,null,null,null,null,null,null,null,null,null,null,null,null,null,2549,380.29199999999997]
[2550,380.4,null,null,null,null,null,2550,380.34346103038308,null,null,null,null,null,null,null,null,null,null,null,null,null,null,2555,380.94]
[2558,381.26400000000001,null,null,null,null,null,2558,381.2142668428005,null,null,null,null,null,null,null,null,null,null,null,null,null,null,2563,381.80399999999997]
[2565,382.02,null,null,null,null,null,2565,381.97622192866578,null,null,null,null,null,null,null,null,null,null,null,null,null,null,2570,382.56]
[2577,383.31599999999997,null,null,null,null,null,2577,383.2824306472919,null,null,null,null,null,null,null,null,null,null,null,null,null,null,2582,383.85599999999999]
[2589,384.61200000000002,null,null,null,null,null,2589,384.58863936591808,null,null,null,null,null,null,null,null,null,null,null,null,null,null,2594,385.15199999999999]
[2595,385.26,null,null,null,null,null,2595,385.24174372523117,null,null,null,null,null,null,null,null,null,null,null,null,null,null,2600,385.8]
[2607,386.55599999999998,null,null,null,null,null,2607,386.5479524438573,null,null,null,null,null,null,null,null,null,null,null,null,null,null,2612,387.096]
[2614,387.31200000000001,null,null,null,null,null,2614,387.30990752972258,null,null,null,null,null,null,null,null,null,null,null,null,null,null,2619,387.85199999999998]
[2620,387.96,null,null,null,null,null,2620,387.96301188903567,null,null,null,null,null,null,null,null,null,null,null,null,null,null,2625,388.5]
[2632,389.25599999999997,null,null,null,null,null,2632,389.26922060766179,null,null,null,null,null,null,null,null,null,null,null,null,null,null,2637,389.79599999999999]
[2635,389.58,null,null,null,null,null,2635,389.59577278731831,null,null,null,null,null,null,null,null,null,null,null,null,null,null,2640,390.12]
[2647,390.87599999999998,null,null,null,null,null,2647,390.90198150594449,null,null,null,null,null,null,null,null,null,null,null,null,null,null,2652,391.416]
[2659,392.17200000000003,null,null,null,null,null,2659,392.20819022457067,null,null,null,null,null,null,null,null,null,null,null,null,null,null,2664,392.71199999999999]
[2665,392.82,null,null,null,null,null,2665,392.8612945838837,null,null,null,null,null,null,null,null,null,null,null,null,null,null,2670,393.36]
[2677,394.11599999999999,null,null,null,null,null,2677,394.16750330250989,null,null,null,null,null,null,null,null,null,null,null,null,null,null,2682,394.65600000000001]
[2684,394.87200000000001,null,null,null,null,null,2684,394.92945838837511,null,null,null,null,null,null,null,null,null,null,null,null,null,null,2689,395.41199999999998]
[2690,395.52,null,null,null,null,null,2690,395.5825627476882,null,null,null,null,null,null,null,null,null,null,null,null,null,null,{"$f":"X2691+1","v":2695},396.06]
[2702,396.81600000000003,null,null,null,null,null,2702,396.88877146631438,null,null,null,null,null,null,null,null,null,null,null,null,null,null,2707,397.35599999999999]
[2705,397.14,null,null,null,null,null,2705,397.2153236459709,null,null,null,null,null,null,null,null,null,null,null,null,null,null,2710,397.68]
[2717,398.43599999999998,null,null,null,null,null,2717,398.52153236459708,null,null,null,null,null,null,null,null,null,null,null,null,null,null,2722,398.976]
[2729,399.73199999999997,null,null,null,null,null,2729,399.8277410832232,null,null,null,null,null,null,null,null,null,null,null,null,null,null,2734,400.27199999999999]
[2735,400.38,null,null,null,null,null,2735,400.48084544253629,null,null,null,null,null,null,null,null,null,null,null,null,null,null,2740,400.92]
[2742,401.13600000000002,null,null,null,null,null,2742,401.24280052840157,null,null,null,null,null,null,null,null,null,null,null,null,null,null,2747,401.67599999999999]
[2754,402.48,null,null,null,null,null,2754,402.59128137384408,null,null,null,null,null,null,null,null,null,null,null,null,null,null,{"$f":"X2755+1","v":2759},403.08]
[2760,403.2,null,null,null,null,null,2760,403.30779392338172,null,null,null,null,null,null,null,null,null,null,null,null,null,null,2765,403.8]
[2772,404.64,null,null,null,null,null,2772,404.74081902245706,null,null,null,null,null,null,null,null,null,null,null,null,null,null,2777,405.24]
[2775,405,null,null,null,null,null,2775,405.09907529722585,null,null,null,null,null,null,null,null,null,null,null,null,null,null,2780,405.6]
[2787,406.44,null,null,null,null,null,2787,406.53210039630119,null,null,null,null,null,null,null,null,null,null,null,null,null,null,2792,407.04]
[2799,407.88,null,null,null,null,null,2799,407.96512549537647,null,null,null,null,null,null,null,null,null,null,null,null,null,null,2804,408.48]
[2805,408.6,null,null,null,null,null,2805,408.68163804491411,null,null,null,null,null,null,null,null,null,null,null,null,null,null,2810,409.2]
[2812,409.44,null,null,null,null,null,2812,409.51756935270805,null,null,null,null,null,null,null,null,null,null,null,null,null,null,2817,410.04]
[2824,410.88,null,null,null,null,null,2824,410.95059445178333,null,null,null,null,null,null,null,null,null,null,null,null,null,null,2829,411.48]
[2830,411.6,null,null,null,null,null,2830,411.66710700132097,null,null,null,null,null,null,null,null,null,null,null,null,null,null,2835,412.2]
[2842,413.04,null,null,null,null,null,2842,413.10013210039631,null,null,null,null,null,null,null,null,null,null,null,null,null,null,2847,413.64]
[2845,413.4,null,null,null,null,null,2845,413.4583883751651,null,null,null,null,null,null,null,null,null,null,null,null,null,null,2850,414]
[2857,414.84,null,null,null,null,null,2857,414.89141347424038,null,null,null,null,null,null,null,null,null,null,null,null,null,null,2862,415.44]
[2869,416.28,null,null,null,null,null,2869,416.32443857331572,null,null,null,null,null,null,null,null,null,null,null,null,null,null,2874,416.88]
[2875,417,null,null,null,null,null,2875,417.04095112285336,null,null,null,null,null,null,null,null,null,null,null,null,null,null,2880,417.6]
[2882,417.84,null,null,null,null,null,2882,417.8768824306473,null,null,null,null,null,null,null,null,null,null,null,null,null,null,{"$f":"X2883+1","v":2887},418.44]
[2894,419.28,null,null,null,null,null,2894,419.30990752972258,null,null,null,null,null,null,null,null,null,null,null,null,null,null,2899,419.88]
[2900,420,null,null,null,null,null,2900,420.02642007926022,null,null,null,null,null,null,null,null,null,null,null,null,null,null,2905,420.6]
[2912,421.44,null,null,null,null,null,2912,421.45944517833556,null,null,null,null,null,null,null,null,null,null,null,null,null,null,2917,422.04]
[2915,421.8,null,null,null,null,null,2915,421.81770145310435,null,null,null,null,null,null,null,null,null,null,null,null,null,null,2920,422.4]
[2931,423.72,null,null,null,null,null,2931,423.72840158520478,null,null,null,null,null,null,null,null,null,null,null,null,null,null,2936,424.32]
[2939,424.68,null,null,null,null,null,2939,424.68375165125497,null,null,null,null,null,null,null,null,null,null,null,null,null,null,2944,425.28]
[2945,425.4,null,null,null,null,null,2945,425.40026420079261,null,null,null,null,null,null,null,null,null,null,null,null,null,null,2950,426]
[2952,426.24,null,null,null,null,null,2952,426.23619550858655,null,null,null,null,null,null,null,null,null,null,null,null,null,null,2957,426.84]
[2964,427.68,null,null,null,null,null,2964,427.66922060766183,null,null,null,null,null,null,null,null,null,null,null,null,null,null,2969,428.28]
[2970,428.4,null,null,null,null,null,2970,428.38573315719947,null,null,null,null,null,null,null,null,null,null,null,null,null,null,2975,429]
[2982,429.84,null,null,null,null,null,2982,429.8187582562748,null,null,null,null,null,null,null,null,null,null,null,null,null,null,2987,430.44]
[2985,430.2,null,null,null,null,null,2985,430.1770145310436,null,null,null,null,null,null,null,null,null,null,null,null,null,null,2990,430.8]
[3001,432.09300000000002,null,null,null,null,null,3001,{"$f":"SUM($F$47+(($F$48-$F$47)*((H3003-$E$47)/($E$48-$E$47))))","v":432.06129458388375},null,null,null,null,null,null,null,null,null,null,null,null,null,null,3006,432.55799999999999]
[3009,432.83699999999999,null,null,null,null,null,3009,432.80528401585207,null,null,null,null,null,null,null,null,null,null,null,null,null,null,3014,433.30200000000002]
[{"$f":"A3016+1","v":3015},433.39499999999998,null,null,null,null,null,{"$f":"H3016+1","v":3015},433.36327608982828,null,null,null,null,null,null,null,null,null,null,null,null,null,null,3020,433.86]
[3022,434.04599999999999,null,null,null,null,null,3022,434.01426684280057,null,null,null,null,null,null,null,null,null,null,null,null,null,null,3027,434.51100000000002]
[3034,435.16199999999998,null,null,null,null,null,3034,435.13025099075298,null,null,null,null,null,null,null,null,null,null,null,null,null,null,3039,435.62700000000001]
[3040,435.72,null,null,null,null,null,3040,435.68824306472919,null,null,null,null,null,null,null,null,null,null,null,null,null,null,3045,436.185]
[3052,436.83600000000001,null,null,null,null,null,3052,436.80422721268167,null,null,null,null,null,null,null,null,null,null,null,null,null,null,3057,437.30099999999999]
[3055,437.11500000000001,null,null,null,null,null,3055,437.08322324966974,null,null,null,null,null,null,null,null,null,null,null,null,null,null,3060,437.58]
[3071,438.60300000000001,null,null,null,null,null,3071,438.57120211360638,null,null,null,null,null,null,null,null,null,null,null,null,null,null,3076,439.06799999999998]
[{"$f":"A3080+1","v":3079},439.34699999999998,null,null,null,null,null,{"$f":"H3080+1","v":3079},439.31519154557463,null,null,null,null,null,null,null,null,null,null,null,null,null,null,3084,439.81200000000001]
[3085,439.90499999999997,null,null,null,null,null,3085,439.87318361955084,null,null,null,null,null,null,null,null,null,null,null,null,null,null,3090,440.37]
[3092,440.55599999999998,null,null,null,null,null,3092,440.52417437252313,null,null,null,null,null,null,null,null,null,null,null,null,null,null,3097,441.02100000000002]
[3104,441.67200000000003,null,null,null,null,null,3104,441.64015852047555,null,null,null,null,null,null,null,null,null,null,null,null,null,null,3109,442.137]
[3110,442.23,null,null,null,null,null,3110,442.19815059445182,null,null,null,null,null,null,null,null,null,null,null,null,null,null,3115,442.69499999999999]
[3122,443.346,null,null,null,null,null,3122,443.31413474240424,null,null,null,null,null,null,null,null,null,null,null,null,null,null,3127,443.81099999999998]
[3125,443.625,null,null,null,null,null,3125,443.59313077939237,null,null,null,null,null,null,null,null,null,null,null,null,null,null,3130,444.09]
[3141,445.113,null,null,null,null,null,3141,445.08110964332894,null,null,null,null,null,null,null,null,null,null,null,null,null,null,3146,445.57799999999997]
[3149,445.85699999999997,null,null,null,null,null,3149,445.82509907529726,null,null,null,null,null,null,null,null,null,null,null,null,null,null,3154,446.322]
[3155,446.41500000000002,null,null,null,null,null,3155,446.38309114927347,null,null,null,null,null,null,null,null,null,null,null,null,null,null,3160,446.88]
[3162,447.06599999999997,null,null,null,null,null,3162,447.0340819022457,null,null,null,null,null,null,null,null,null,null,null,null,null,null,3167,447.53100000000001]
[3174,448.18200000000002,null,null,null,null,null,3174,448.15006605019818,null,null,null,null,null,null,null,null,null,null,null,null,null,null,3179,448.64699999999999]
[3181,448.83299999999997,null,null,null,null,null,3181,448.80105680317041,null,null,null,null,null,null,null,null,null,null,null,null,null,null,3186,449.298]
[3190,449.67,null,null,null,null,null,3190,449.63804491413475,null,null,null,null,null,null,null,null,null,null,null,null,null,null,3195,450.13499999999999]
[3195,450.13499999999999,null,null,null,null,null,3195,450.10303830911494,null,null,null,null,null,null,null,null,null,null,null,null,null,null,3200,450.6]
[3211,451.62299999999999,null,null,null,null,null,3211,451.59101717305151,null,null,null,null,null,null,null,null,null,null,null,null,null,null,3216,452.08800000000002]
[3214,451.90199999999999,null,null,null,null,null,3214,451.87001321003964,null,null,null,null,null,null,null,null,null,null,null,null,null,null,3219,452.36700000000002]
[3229,453.29700000000003,null,null,null,null,null,3229,453.26499339498019,null,null,null,null,null,null,null,null,null,null,null,null,null,null,3234,453.762]
[3232,453.57600000000002,null,null,null,null,null,3232,453.54398943196833,null,null,null,null,null,null,null,null,null,null,null,null,null,null,3237,454.041]
[3244,454.69200000000001,null,null,null,null,null,3244,454.65997357992075,null,null,null,null,null,null,null,null,null,null,null,null,null,null,3249,455.15699999999998]
[3251,455.34300000000002,null,null,null,null,null,3251,455.31096433289298,null,null,null,null,null,null,null,null,null,null,null,null,null,null,3256,455.80799999999999]
[3260,456.18,null,null,null,null,null,3260,456.14795244385732,null,null,null,null,null,null,null,null,null,null,null,null,null,null,3265,456.64499999999998]
[3265,456.64499999999998,null,null,null,null,null,3265,456.6129458388375,null,null,null,null,null,null,null,null,null,null,null,null,null,null,3270,457.11]
[3281,458.13299999999998,null,null,null,null,null,3281,458.10092470277414,null,null,null,null,null,null,null,null,null,null,null,null,null,null,3286,458.59800000000001]
[3284,458.41199999999998,null,null,null,null,null,3284,458.37992073976221,null,null,null,null,null,null,null,null,null,null,null,null,null,null,3289,458.87700000000001]
[3299,459.80700000000002,null,null,null,null,null,3299,459.77490092470276,null,null,null,null,null,null,null,null,null,null,null,null,null,null,3304,460.27199999999999]
[3302,460.08600000000001,null,null,null,null,null,3302,460.0538969616909,null,null,null,null,null,null,null,null,null,null,null,null,null,null,3307,460.55099999999999]
[3314,461.202,null,null,null,null,null,3314,461.16988110964331,null,null,null,null,null,null,null,null,null,null,null,null,null,null,3319,461.66700000000003]
[3321,461.85300000000001,null,null,null,null,null,3321,461.8208718626156,null,null,null,null,null,null,null,null,null,null,null,null,null,null,3326,462.31799999999998]
[3330,462.69,null,null,null,null,null,3330,462.65785997357995,null,null,null,null,null,null,null,null,null,null,null,null,null,null,{"$f":"X3331+1","v":3335},463.15499999999997]
[{"$f":"A3336+1","v":3335},463.15499999999997,null,null,null,null,null,{"$f":"H3336+1","v":3335},463.12285336856013,null,null,null,null,null,null,null,null,null,null,null,null,null,null,3340,463.62]
[3351,464.64300000000003,null,null,null,null,null,3351,464.6108322324967,null,null,null,null,null,null,null,null,null,null,null,null,null,null,3356,465.108]
[3354,464.92200000000003,null,null,null,null,null,3354,464.88982826948484,null,null,null,null,null,null,null,null,null,null,null,null,null,null,3359,465.387]
[3369,466.31700000000001,null,null,null,null,null,3369,466.28480845442539,null,null,null,null,null,null,null,null,null,null,null,null,null,null,3374,466.78199999999998]
[3372,466.596,null,null,null,null,null,3372,466.56380449141346,null,null,null,null,null,null,null,null,null,null,null,null,null,null,3377,467.06099999999998]
[3384,467.71199999999999,null,null,null,null,null,3384,467.67978863936594,null,null,null,null,null,null,null,null,null,null,null,null,null,null,3389,468.17700000000002]
[3391,468.363,null,null,null,null,null,3391,468.33077939233817,null,null,null,null,null,null,null,null,null,null,null,null,null,null,3396,468.82799999999997]
[3400,469.2,null,null,null,null,null,3400,469.16776750330251,null,null,null,null,null,null,null,null,null,null,null,null,null,null,3405,469.66500000000002]
[3409,470.03699999999998,null,null,null,null,null,3409,470.00475561426686,null,null,null,null,null,null,null,null,null,null,null,null,null,null,3414,470.50200000000001]
[3421,471.15300000000002,null,null,null,null,null,3421,471.12073976221927,null,null,null,null,null,null,null,null,null,null,null,null,null,null,3426,471.61799999999999]
[3424,471.43200000000002,null,null,null,null,null,3424,471.39973579920741,null,null,null,null,null,null,null,null,null,null,null,null,null,null,3429,471.89699999999999]
[3439,472.827,null,null,null,null,null,3439,472.79471598414796,null,null,null,null,null,null,null,null,null,null,null,null,null,null,3444,473.29200000000003]
[3442,473.10599999999999,null,null,null,null,null,3442,473.07371202113609,null,null,null,null,null,null,null,null,null,null,null,null,null,null,3447,473.57100000000003]
[3454,474.22199999999998,null,null,null,null,null,3454,474.18969616908851,null,null,null,null,null,null,null,null,null,null,null,null,null,null,3459,474.68700000000001]
[3461,474.87299999999999,null,null,null,null,null,3461,474.84068692206074,null,null,null,null,null,null,null,null,null,null,null,null,null,null,3466,475.33800000000002]
[3470,475.71,null,null,null,null,null,3470,475.67767503302508,null,null,null,null,null,null,null,null,null,null,null,null,null,null,3475,476.17500000000001]
[3479,476.54700000000003,null,null,null,null,null,3479,476.51466314398942,null,null,null,null,null,null,null,null,null,null,null,null,null,null,3484,477.012]
[3491,477.66300000000001,null,null,null,null,null,3491,477.6306472919419,null,null,null,null,null,null,null,null,null,null,null,null,null,null,3496,478.12799999999999]
[3494,477.94200000000001,null,null,null,null,null,3494,477.90964332892997,null,null,null,null,null,null,null,null,null,null,null,null,null,null,3499,478.40699999999998]
[3509,479.33699999999999,null,null,null,null,null,3509,479.30462351387052,null,null,null,null,null,null,null,null,null,null,null,null,null,null,3514,479.80200000000002]
[3512,479.61599999999999,null,null,null,null,null,3512,479.58361955085866,null,null,null,null,null,null,null,null,null,null,null,null,null,null,3517,480.08100000000002]
[3519,480.267,null,null,null,null,null,3519,480.23461030383089,null,null,null,null,null,null,null,null,null,null,null,null,null,null,3524,480.73199999999997]
[3531,481.38299999999998,null,null,null,null,null,3531,481.35059445178337,null,null,null,null,null,null,null,null,null,null,null,null,null,null,3536,481.84800000000001]
[3540,482.22,null,null,null,null,null,3540,482.18758256274771,null,null,null,null,null,null,null,null,null,null,null,null,null,null,3545,482.685]
[3549,483.05700000000002,null,null,null,null,null,3549,483.02457067371205,null,null,null,null,null,null,null,null,null,null,null,null,null,null,3554,483.52199999999999]
[3561,484.173,null,null,null,null,null,3561,484.14055482166447,null,null,null,null,null,null,null,null,null,null,null,null,null,null,3566,484.63799999999998]
[3564,484.452,null,null,null,null,null,3564,484.41955085865254,null,null,null,null,null,null,null,null,null,null,null,null,null,null,3569,484.91699999999997]
[3579,485.84699999999998,null,null,null,null,null,3579,485.81453104359315,null,null,null,null,null,null,null,null,null,null,null,null,null,null,3584,486.31200000000001]
[3582,486.12599999999998,null,null,null,null,null,3582,486.09352708058123,null,null,null,null,null,null,null,null,null,null,null,null,null,null,3587,486.59100000000001]
[3589,486.77699999999999,null,null,null,null,null,3589,486.74451783355352,null,null,null,null,null,null,null,null,null,null,null,null,null,null,3594,487.24200000000002]
[3601,487.89300000000003,null,null,null,null,null,3601,487.86050198150593,null,null,null,null,null,null,null,null,null,null,null,null,null,null,3606,488.358]
[3610,488.73,null,null,null,null,null,3610,488.69749009247028,null,null,null,null,null,null,null,null,null,null,null,null,null,null,3615,489.19499999999999]
[3619,489.56700000000001,null,null,null,null,null,3619,489.53447820343462,null,null,null,null,null,null,null,null,null,null,null,null,null,null,3624,490.03199999999998]
[3631,490.68299999999999,null,null,null,null,null,3631,490.65046235138703,null,null,null,null,null,null,null,null,null,null,null,null,null,null,3636,491.14800000000002]
[3634,490.96199999999999,null,null,null,null,null,3634,490.92945838837517,null,null,null,null,null,null,null,null,null,null,null,null,null,null,3639,491.42700000000002]
[3649,492.35699999999997,null,null,null,null,null,3649,492.32443857331572,null,null,null,null,null,null,null,null,null,null,null,null,null,null,3654,492.822]
[3652,492.63600000000002,null,null,null,null,null,3652,492.60343461030385,null,null,null,null,null,null,null,null,null,null,null,null,null,null,3657,493.101]
[3659,493.28700000000003,null,null,null,null,null,3659,493.25442536327608,null,null,null,null,null,null,null,null,null,null,null,null,null,null,3664,493.75200000000001]
[3671,494.40300000000002,null,null,null,null,null,3671,494.37040951122856,null,null,null,null,null,null,null,null,null,null,null,null,null,null,3676,494.86799999999999]
[3680,495.24,null,null,null,null,null,3680,495.20739762219284,null,null,null,null,null,null,null,null,null,null,null,null,null,null,3685,495.70499999999998]
[3689,496.077,null,null,null,null,null,3689,496.04438573315718,null,null,null,null,null,null,null,null,null,null,null,null,null,null,3694,496.54200000000003]
[3701,497.19299999999998,null,null,null,null,null,3701,497.16036988110966,null,null,null,null,null,null,null,null,null,null,null,null,null,null,3706,497.65800000000002]
[3708,497.84399999999999,null,null,null,null,null,3708,497.81136063408189,null,null,null,null,null,null,null,null,null,null,null,null,null,null,3713,498.30899999999997]
[{"$f":"A3720+1","v":3719},498.86700000000002,null,null,null,null,null,{"$f":"H3720+1","v":3719},498.83434610303829,null,null,null,null,null,null,null,null,null,null,null,null,null,null,3724,499.33199999999999]
[3722,499.14600000000002,null,null,null,null,null,3722,499.11334214002642,null,null,null,null,null,null,null,null,null,null,null,null,null,null,3727,499.61099999999999]
[3729,499.79700000000003,null,null,null,null,null,3729,499.76433289299871,null,null,null,null,null,null,null,null,null,null,null,null,null,null,3734,500.262]
[3741,500.91300000000001,null,null,null,null,null,3741,500.88031704095113,null,null,null,null,null,null,null,null,null,null,null,null,null,null,3746,501.37799999999999]
[3750,501.75,null,null,null,null,null,3750,501.71730515191547,null,null,null,null,null,null,null,null,null,null,null,null,null,null,3755,502.21500000000003]
[3759,502.58699999999999,null,null,null,null,null,3759,502.55429326287981,null,null,null,null,null,null,null,null,null,null,null,null,null,null,3764,503.05200000000002]
[3771,503.70299999999997,null,null,null,null,null,3771,503.67027741083223,null,null,null,null,null,null,null,null,null,null,null,null,null,null,3776,504.16800000000001]
[3778,504.35399999999998,null,null,null,null,null,3778,504.32126816380446,null,null,null,null,null,null,null,null,null,null,null,null,null,null,{"$f":"X3779+1","v":3783},504.81900000000002]
[3789,505.37700000000001,null,null,null,null,null,3789,505.34425363276091,null,null,null,null,null,null,null,null,null,null,null,null,null,null,3794,505.84199999999998]
[3792,505.65600000000001,null,null,null,null,null,3792,505.62324966974904,null,null,null,null,null,null,null,null,null,null,null,null,null,null,3797,506.12099999999998]
[3799,506.30700000000002,null,null,null,null,null,3799,506.27424042272128,null,null,null,null,null,null,null,null,null,null,null,null,null,null,3804,506.77199999999999]
[3811,507.423,null,null,null,null,null,3811,507.39022457067369,null,null,null,null,null,null,null,null,null,null,null,null,null,null,3816,507.88799999999998]
[3820,508.26,null,null,null,null,null,3820,508.22721268163804,null,null,null,null,null,null,null,null,null,null,null,null,null,null,3825,508.72500000000002]
[3829,509.09699999999998,null,null,null,null,null,3829,509.06420079260238,null,null,null,null,null,null,null,null,null,null,null,null,null,null,3834,509.56200000000001]
[3841,510.21299999999997,null,null,null,null,null,3841,510.1801849405548,null,null,null,null,null,null,null,null,null,null,null,null,null,null,3846,510.678]
[3848,510.86400000000003,null,null,null,null,null,3848,510.83117569352709,null,null,null,null,null,null,null,null,null,null,null,null,null,null,3853,511.32900000000001]
[3859,511.887,null,null,null,null,null,3859,511.85416116248348,null,null,null,null,null,null,null,null,null,null,null,null,null,null,3864,512.35199999999998]
[3862,512.16599999999994,null,null,null,null,null,3862,512.13315719947161,null,null,null,null,null,null,null,null,null,null,null,null,null,null,3867,512.63099999999997]
[3869,512.81700000000001,null,null,null,null,null,3869,512.78414795244385,null,null,null,null,null,null,null,null,null,null,null,null,null,null,3874,513.28200000000004]
[3881,513.93299999999999,null,null,null,null,null,3881,513.90013210039626,null,null,null,null,null,null,null,null,null,null,null,null,null,null,3886,514.39800000000002]
[3890,514.77,null,null,null,null,null,3890,514.73712021136066,null,null,null,null,null,null,null,null,null,null,null,null,null,null,3895,515.23500000000001]
[3899,515.60699999999997,null,null,null,null,null,3899,515.57410832232495,null,null,null,null,null,null,null,null,null,null,null,null,null,null,3904,516.072]
[{"$f":"A3912+1","v":3911},516.72299999999996,null,null,null,null,null,{"$f":"H3912+1","v":3911},516.69009247027736,null,null,null,null,null,null,null,null,null,null,null,null,null,null,3916,517.18799999999999]
[3918,517.37400000000002,null,null,null,null,null,3918,517.34108322324971,null,null,null,null,null,null,null,null,null,null,null,null,null,null,3923,517.83899999999994]
[3929,518.39700000000005,null,null,null,null,null,3929,518.36406869220605,null,null,null,null,null,null,null,null,null,null,null,null,null,null,3934,518.86199999999997]
[3932,518.67600000000004,null,null,null,null,null,3932,518.64306472919418,null,null,null,null,null,null,null,null,null,null,null,null,null,null,3937,519.14099999999996]
[3939,519.327,null,null,null,null,null,3939,519.29405548216641,null,null,null,null,null,null,null,null,null,null,null,null,null,null,3944,519.79200000000003]
[3951,520.44299999999998,null,null,null,null,null,3951,520.41003963011894,null,null,null,null,null,null,null,null,null,null,null,null,null,null,3956,520.90800000000002]
[3960,521.28,null,null,null,null,null,3960,521.24702774108323,null,null,null,null,null,null,null,null,null,null,null,null,null,null,3965,521.745]
[3969,522.11699999999996,null,null,null,null,null,3969,522.08401585204751,null,null,null,null,null,null,null,null,null,null,null,null,null,null,3974,522.58199999999999]
[3981,523.23299999999995,null,null,null,null,null,3981,523.20000000000005,null,null,null,null,null,null,null,null,null,null,null,null,null,null,3986,523.69799999999998]
[3988,523.88400000000001,null,null,null,null,null,3988,523.85099075297228,null,null,null,null,null,null,null,null,null,null,null,null,null,null,3993,524.34900000000005]
[3999,524.90700000000004,null,null,null,null,null,3999,524.87397622192861,null,null,null,null,null,null,null,null,null,null,null,null,null,null,4004,525.27200000000005]
[4006,525.40800000000002,null,null,null,null,null,4006,525.37595772787313,null,null,null,null,null,null,null,null,null,null,null,null,null,null,4011,525.74800000000005]
[4009,525.61199999999997,null,null,null,null,null,4009,525.58044914134746,null,null,null,null,null,null,null,null,null,null,null,null,null,null,4014,525.952]
[4021,526.428,null,null,null,null,null,4021,526.39841479524443,null,null,null,null,null,null,null,null,null,null,null,null,null,null,4026,526.76800000000003]
[4030,527.04,null,null,null,null,null,4030,527.01188903566708,null,null,null,null,null,null,null,null,null,null,null,null,null,null,4035,527.38]
[{"$f":"A4040+1","v":4039},527.65200000000004,null,null,null,null,null,{"$f":"H4040+1","v":4039},527.62536327608984,null,null,null,null,null,null,null,null,null,null,null,null,null,null,4044,527.99199999999996]
[4051,528.46799999999996,null,null,null,null,null,4051,528.44332892998682,null,null,null,null,null,null,null,null,null,null,null,null,null,null,4056,528.80799999999999]
[4058,528.94399999999996,null,null,null,null,null,4058,528.92047556142666,null,null,null,null,null,null,null,null,null,null,null,null,null,null,4063,529.28399999999999]
[4069,529.69200000000001,null,null,null,null,null,4069,529.67027741083223,null,null,null,null,null,null,null,null,null,null,null,null,null,null,4074,530.03200000000004]
[4076,530.16800000000001,null,null,null,null,null,4076,530.14742404227206,null,null,null,null,null,null,null,null,null,null,null,null,null,null,4081,530.50800000000004]
[4079,530.37199999999996,null,null,null,null,null,4079,530.35191545574639,null,null,null,null,null,null,null,null,null,null,null,null,null,null,4084,530.71199999999999]
[4091,531.18799999999999,null,null,null,null,null,4091,531.16988110964337,null,null,null,null,null,null,null,null,null,null,null,null,null,null,4096,531.52800000000002]
[4100,531.79999999999995,null,null,null,null,null,4100,531.78335535006602,null,null,null,null,null,null,null,null,null,null,null,null,null,null,4105,532.14]
[4109,532.41200000000003,null,null,null,null,null,4109,532.39682959048878,null,null,null,null,null,null,null,null,null,null,null,null,null,null,4114,532.75199999999995]
[4121,533.22799999999995,null,null,null,null,null,4121,533.21479524438575,null,null,null,null,null,null,null,null,null,null,null,null,null,null,4126,533.56799999999998]
[4128,533.70399999999995,null,null,null,null,null,4128,533.69194187582559,null,null,null,null,null,null,null,null,null,null,null,null,null,null,4133,534.04399999999998]
[4139,534.452,null,null,null,null,null,4139,534.44174372523116,null,null,null,null,null,null,null,null,null,null,null,null,null,null,4144,534.79200000000003]
[4146,534.928,null,null,null,null,null,4146,534.918890356671,null,null,null,null,null,null,null,null,null,null,null,null,null,null,4151,535.26800000000003]
[4149,535.13199999999995,null,null,null,null,null,4149,535.12338177014533,null,null,null,null,null,null,null,null,null,null,null,null,null,null,4154,535.47199999999998]
[4161,535.94799999999998,null,null,null,null,null,4161,535.94134742404231,null,null,null,null,null,null,null,null,null,null,null,null,null,null,4166,536.28800000000001]
[4170,536.55999999999995,null,null,null,null,null,4170,536.55482166446495,null,null,null,null,null,null,null,null,null,null,null,null,null,null,4175,536.9]
[4179,537.17200000000003,null,null,null,null,null,4179,537.16829590488771,null,null,null,null,null,null,null,null,null,null,null,null,null,null,4184,537.51199999999994]
[4186,537.64800000000002,null,null,null,null,null,4186,537.64544253632755,null,null,null,null,null,null,null,null,null,null,null,null,null,null,4191,537.98800000000006]
[4198,538.46400000000006,null,null,null,null,null,4198,538.46340819022453,null,null,null,null,null,null,null,null,null,null,null,null,null,null,4203,538.80399999999997]
[4209,539.21199999999999,null,null,null,null,null,4209,539.2132100396301,null,null,null,null,null,null,null,null,null,null,null,null,null,null,4214,539.55200000000002]
[4216,539.68799999999999,null,null,null,null,null,4216,539.69035667107005,null,null,null,null,null,null,null,null,null,null,null,null,null,null,4221,540.02800000000002]
[4219,539.89200000000005,null,null,null,null,null,4219,539.89484808454426,null,null,null,null,null,null,null,null,null,null,null,null,null,null,4224,540.23199999999997]
[{"$f":"A4232+1","v":4231},540.70799999999997,null,null,null,null,null,{"$f":"H4232+1","v":4231},540.71281373844124,null,null,null,null,null,null,null,null,null,null,null,null,null,null,4236,541.048]
[4240,541.32000000000005,null,null,null,null,null,4240,541.32628797886389,null,null,null,null,null,null,null,null,null,null,null,null,null,null,4245,541.66]
[4249,541.93200000000002,null,null,null,null,null,4249,541.93976221928665,null,null,null,null,null,null,null,null,null,null,null,null,null,null,4254,542.27200000000005]
[4256,542.40800000000002,null,null,null,null,null,4256,542.41690885072649,null,null,null,null,null,null,null,null,null,null,null,null,null,null,4261,542.74800000000005]
[4268,543.22400000000005,null,null,null,null,null,4268,543.23487450462346,null,null,null,null,null,null,null,null,null,null,null,null,null,null,4273,543.56399999999996]
[4280,544.04,null,null,null,null,null,4280,544.05284015852044,null,null,null,null,null,null,null,null,null,null,null,null,null,null,4285,544.38]
[4281,544.10799999999995,null,null,null,null,null,4281,544.12100396301184,null,null,null,null,null,null,null,null,null,null,null,null,null,null,4286,544.44799999999998]
[4289,544.65200000000004,null,null,null,null,null,4289,544.6663143989432,null,null,null,null,null,null,null,null,null,null,null,null,null,null,4294,544.99199999999996]
[4305,545.74,null,null,null,null,null,4305,545.7569352708058,null,null,null,null,null,null,null,null,null,null,null,null,null,null,4310,546.08000000000004]
[4308,545.94399999999996,null,null,null,null,null,4308,545.96142668428001,null,null,null,null,null,null,null,null,null,null,null,null,null,null,4313,546.28399999999999]
[4320,546.76,null,null,null,null,null,4320,546.77939233817699,null,null,null,null,null,null,null,null,null,null,null,null,null,null,4325,547.1]
[4326,547.16800000000001,null,null,null,null,null,4326,547.18837516512542,null,null,null,null,null,null,null,null,null,null,null,null,null,null,4331,547.50800000000004]
[4338,547.98400000000004,null,null,null,null,null,4338,548.0063408190224,null,null,null,null,null,null,null,null,null,null,null,null,null,null,4343,548.32399999999996]
[4350,548.79999999999995,null,null,null,null,null,4350,548.82430647291937,null,null,null,null,null,null,null,null,null,null,null,null,null,null,4355,549.14]
[4351,548.86800000000005,null,null,null,null,null,4351,548.89247027741078,null,null,null,null,null,null,null,null,null,null,null,null,null,null,4356,549.20799999999997]
[{"$f":"A4360+1","v":4359},549.41200000000003,null,null,null,null,null,{"$f":"H4360+1","v":4359},549.43778071334214,null,null,null,null,null,null,null,null,null,null,null,null,null,null,4364,549.75199999999995]
[4375,550.5,null,null,null,null,null,4375,550.52840158520473,null,null,null,null,null,null,null,null,null,null,null,null,null,null,4380,550.84]
[4378,550.70399999999995,null,null,null,null,null,4378,550.73289299867895,null,null,null,null,null,null,null,null,null,null,null,null,null,null,4383,551.04399999999998]
[4390,551.52,null,null,null,null,null,4390,551.55085865257593,null,null,null,null,null,null,null,null,null,null,null,null,null,null,4395,551.86]
[4396,551.928,null,null,null,null,null,4396,551.95984147952447,null,null,null,null,null,null,null,null,null,null,null,null,null,null,4401,552.26800000000003]
[4408,552.74400000000003,null,null,null,null,null,4408,552.77780713342133,null,null,null,null,null,null,null,null,null,null,null,null,null,null,4413,553.08399999999995]
[4420,553.55999999999995,null,null,null,null,null,4420,553.59577278731831,null,null,null,null,null,null,null,null,null,null,null,null,null,null,4425,553.9]
[4421,553.62800000000004,null,null,null,null,null,4421,553.66393659180972,null,null,null,null,null,null,null,null,null,null,null,null,null,null,4426,553.96799999999996]
[4429,554.17200000000003,null,null,null,null,null,4429,554.20924702774107,null,null,null,null,null,null,null,null,null,null,null,null,null,null,4434,554.51199999999994]
[4445,555.26,null,null,null,null,null,4445,555.29986789960367,null,null,null,null,null,null,null,null,null,null,null,null,null,null,4450,555.6]
[4448,555.46400000000006,null,null,null,null,null,4448,555.50435931307788,null,null,null,null,null,null,null,null,null,null,null,null,null,null,4453,555.80399999999997]
[4460,556.28,null,null,null,null,null,4460,556.32232496697486,null,null,null,null,null,null,null,null,null,null,null,null,null,null,4465,556.62]
[4466,556.68799999999999,null,null,null,null,null,4466,556.73130779392341,null,null,null,null,null,null,null,null,null,null,null,null,null,null,4471,557.02800000000002]
[4478,557.50400000000002,null,null,null,null,null,4478,557.54927344782027,null,null,null,null,null,null,null,null,null,null,null,null,null,null,4483,557.84400000000005]
[4485,557.98,null,null,null,null,null,4485,558.02642007926022,null,null,null,null,null,null,null,null,null,null,null,null,null,null,4490,558.32000000000005]
[4491,558.38800000000003,null,null,null,null,null,4491,558.43540290620865,null,null,null,null,null,null,null,null,null,null,null,null,null,null,4496,558.72799999999995]
[4499,558.93200000000002,null,null,null,null,null,4499,558.98071334214001,null,null,null,null,null,null,null,null,null,null,null,null,null,null,4504,559.27200000000005]
[4515,560.02,null,null,null,null,null,4515,560.0713342140026,null,null,null,null,null,null,null,null,null,null,null,null,null,null,4520,560.36]
[4518,560.22400000000005,null,null,null,null,null,4518,560.27582562747682,null,null,null,null,null,null,null,null,null,null,null,null,null,null,4523,560.56399999999996]
[4530,561.04,null,null,null,null,null,4530,561.0937912813738,null,null,null,null,null,null,null,null,null,null,null,null,null,null,4535,561.38]
[4536,561.44799999999998,null,null,null,null,null,4536,561.50277410832234,null,null,null,null,null,null,null,null,null,null,null,null,null,null,4541,561.78800000000001]
[4548,562.26400000000001,null,null,null,null,null,4548,562.32073976221932,null,null,null,null,null,null,null,null,null,null,null,null,null,null,4553,562.60400000000004]
[4555,562.74,null,null,null,null,null,4555,562.79788639365916,null,null,null,null,null,null,null,null,null,null,null,null,null,null,4560,563.08000000000004]
[4561,563.14800000000002,null,null,null,null,null,4561,563.20686922060759,null,null,null,null,null,null,null,null,null,null,null,null,null,null,4566,563.48800000000006]
[4569,563.69200000000001,null,null,null,null,null,4569,563.75217965653894,null,null,null,null,null,null,null,null,null,null,null,null,null,null,4574,564.03200000000004]
[4585,564.78,null,null,null,null,null,4585,564.84280052840154,null,null,null,null,null,null,null,null,null,null,null,null,null,null,4590,565.12]
[4588,564.98400000000004,null,null,null,null,null,4588,565.04729194187576,null,null,null,null,null,null,null,null,null,null,null,null,null,null,4593,565.32399999999996]
[4600,565.79999999999995,null,null,null,null,null,4600,565.86525759577273,null,null,null,null,null,null,null,null,null,null,null,null,null,null,4605,566.14]
[4606,566.20799999999997,null,null,null,null,null,4606,566.27424042272128,null,null,null,null,null,null,null,null,null,null,null,null,null,null,4611,566.548]
[4618,567.024,null,null,null,null,null,4618,567.09220607661814,null,null,null,null,null,null,null,null,null,null,null,null,null,null,4623,567.36400000000003]
[4625,567.5,null,null,null,null,null,4625,567.56935270805809,null,null,null,null,null,null,null,null,null,null,null,null,null,null,4630,567.84]
[4631,567.90800000000002,null,null,null,null,null,4631,567.97833553500652,null,null,null,null,null,null,null,null,null,null,null,null,null,null,4636,568.24800000000005]
[4639,568.452,null,null,null,null,null,4639,568.52364597093788,null,null,null,null,null,null,null,null,null,null,null,null,null,null,4644,568.79200000000003]
[4655,569.54,null,null,null,null,null,4655,569.61426684280048,null,null,null,null,null,null,null,null,null,null,null,null,null,null,4660,569.88]
[4658,569.74400000000003,null,null,null,null,null,4658,569.81875825627469,null,null,null,null,null,null,null,null,null,null,null,null,null,null,4663,570.08400000000006]
[4670,570.55999999999995,null,null,null,null,null,4670,570.63672391017167,null,null,null,null,null,null,null,null,null,null,null,null,null,null,4675,570.9]
[4676,570.96799999999996,null,null,null,null,null,4676,571.04570673712021,null,null,null,null,null,null,null,null,null,null,null,null,null,null,4681,571.30799999999999]
[4688,571.78399999999999,null,null,null,null,null,4688,571.86367239101719,null,null,null,null,null,null,null,null,null,null,null,null,null,null,4693,572.12400000000002]
[4695,572.26,null,null,null,null,null,4695,572.34081902245703,null,null,null,null,null,null,null,null,null,null,null,null,null,null,4700,572.6]
[4701,572.66800000000001,null,null,null,null,null,4701,572.74980184940546,null,null,null,null,null,null,null,null,null,null,null,null,null,null,4706,573.00800000000004]
[4709,573.21199999999999,null,null,null,null,null,4709,573.29511228533681,null,null,null,null,null,null,null,null,null,null,null,null,null,null,4714,573.55200000000002]
[4725,574.29999999999995,null,null,null,null,null,4725,574.38573315719941,null,null,null,null,null,null,null,null,null,null,null,null,null,null,4730,574.64]
[4728,574.50400000000002,null,null,null,null,null,4728,574.59022457067363,null,null,null,null,null,null,null,null,null,null,null,null,null,null,4733,574.84400000000005]
[4740,575.32000000000005,null,null,null,null,null,4740,575.4081902245706,null,null,null,null,null,null,null,null,null,null,null,null,null,null,4745,575.66]
[4746,575.72799999999995,null,null,null,null,null,4746,575.81717305151915,null,null,null,null,null,null,null,null,null,null,null,null,null,null,4751,576.06799999999998]
[4758,576.54399999999998,null,null,null,null,null,4758,576.63513870541613,null,null,null,null,null,null,null,null,null,null,null,null,null,null,4763,576.88400000000001]
[4765,577.02,null,null,null,null,null,4765,577.11228533685596,null,null,null,null,null,null,null,null,null,null,null,null,null,null,4770,577.36]
[4771,577.428,null,null,null,null,null,4771,577.52126816380451,null,null,null,null,null,null,null,null,null,null,null,null,null,null,4776,577.76800000000003]
[4783,578.24400000000003,null,null,null,null,null,4783,578.33923381770137,null,null,null,null,null,null,null,null,null,null,null,null,null,null,4788,578.58400000000006]
[4795,579.05999999999995,null,null,null,null,null,4795,579.15719947159835,null,null,null,null,null,null,null,null,null,null,null,null,null,null,4800,579.4]
[4798,579.26400000000001,null,null,null,null,null,4798,579.36169088507268,null,null,null,null,null,null,null,null,null,null,null,null,null,null,4803,579.60400000000004]
[4810,580.08000000000004,null,null,null,null,null,4810,580.17965653896954,null,null,null,null,null,null,null,null,null,null,null,null,null,null,4815,580.41999999999996]
[4816,580.48800000000006,null,null,null,null,null,4816,580.58863936591808,null,null,null,null,null,null,null,null,null,null,null,null,null,null,4821,580.82799999999997]
[4828,581.30399999999997,null,null,null,null,null,4828,581.40660501981506,null,null,null,null,null,null,null,null,null,null,null,null,null,null,4833,{"$f":"SUM(Y$3997+((Y$4997-Y$3997)*((X4830-X$3997)/(X$4997-X$3997))))","v":581.64400000000001}]
[4835,581.78,null,null,null,null,null,4835,581.8837516512549,null,null,null,null,null,null,null,null,null,null,null,null,null,null,4840,582.12]
[4841,582.18799999999999,null,null,null,null,null,4841,582.29273447820344,null,null,null,null,null,null,null,null,null,null,null,null,null,null,4846,582.52800000000002]
[4853,583.00400000000002,null,null,null,null,null,4853,583.11070013210031,null,null,null,null,null,null,null,null,null,null,null,null,null,null,4858,583.34400000000005]
[4865,583.82000000000005,null,null,null,null,null,4865,583.92866578599728,null,null,null,null,null,null,null,null,null,null,null,null,null,null,4870,584.16]
[4868,584.024,null,null,null,null,null,4868,584.1331571994715,null,null,null,null,null,null,null,null,null,null,null,null,null,null,4873,584.36400000000003]
[4880,584.84,null,null,null,null,null,4880,584.95112285336847,null,null,null,null,null,null,null,null,null,null,null,null,null,null,4885,585.17999999999995]
[4886,585.24800000000005,null,null,null,null,null,4886,585.36010568031702,null,null,null,null,null,null,null,null,null,null,null,null,null,null,4891,585.58799999999997]
[4898,586.06399999999996,null,null,null,null,null,4898,{"$f":"SUM($F$48+(($F$49-$F$48)*((H4900-$E$48)/($E$49-$E$48))))","v":586.178071334214},null,null,null,null,null,null,null,null,null,null,null,null,null,null,4903,586.404]
[4905,586.54,null,null,null,null,null,4905,586.65521796565383,null,null,null,null,null,null,null,null,null,null,null,null,null,null,4910,586.88]
[4911,586.94799999999998,null,null,null,null,null,4911,587.06420079260238,null,null,null,null,null,null,null,null,null,null,null,null,null,null,4916,587.28800000000001]
[4923,587.76400000000001,null,null,null,null,null,4923,587.88216644649924,null,null,null,null,null,null,null,null,null,null,null,null,null,null,4928,588.10400000000004]
[{"$f":"A4936+1","v":4935},588.58000000000004,null,null,null,null,null,{"$f":"H4936+1","v":4935},588.70013210039622,null,null,null,null,null,null,null,null,null,null,null,null,null,null,4940,588.91999999999996]
[4938,588.78399999999999,null,null,null,null,null,4938,588.90462351387055,null,null,null,null,null,null,null,null,null,null,null,null,null,null,4943,589.12400000000002]
[4950,589.6,null,null,null,null,null,4950,589.72258916776741,null,null,null,null,null,null,null,null,null,null,null,null,null,null,4955,589.94000000000005]
[4956,590.00800000000004,null,null,null,null,null,4956,590.13157199471596,null,null,null,null,null,null,null,null,null,null,null,null,null,null,4961,{"$f":"SUM(Y$3997+((Y$4997-Y$3997)*((X4958-X$3997)/(X$4997-X$3997))))","v":590.34799999999996}]
[4963,590.48400000000004,null,null,null,null,null,4963,590.60871862615579,null,null,null,null,null,null,null,null,null,null,null,null,null,null,4968,590.82399999999996]
[4975,591.29999999999995,null,null,null,null,null,4975,591.42668428005277,null,null,null,null,null,null,null,null,null,null,null,null,null,null,4980,591.64]
[4981,591.70799999999997,null,null,null,null,null,4981,591.83566710700131,null,null,null,null,null,null,null,null,null,null,null,null,null,null,4986,592.048]
[4993,592.524,null,null,null,null,null,4993,592.65363276089829,null,null,null,null,null,null,null,null,null,null,null,null,null,null,4998,592.86400000000003]
[5005,593.25,null,null,null,null,null,5005,593.38044914134741,null,null,null,null,null,null,null,null,null,null,null,null,null,null,5010,593.5]
[5008,593.4,null,null,null,null,null,5008,593.53025099075296,null,null,null,null,null,null,null,null,null,null,null,null,null,null,5013,593.65]
[5020,594,null,null,null,null,null,5020,594.12945838837516,null,null,null,null,null,null,null,null,null,null,null,null,null,null,5025,594.25]
[5026,594.29999999999995,null,null,null,null,null,5026,594.42906208718625,null,null,null,null,null,null,null,null,null,null,null,null,null,null,5031,594.54999999999995]
[5033,594.65,null,null,null,null,null,5033,594.77859973579916,null,null,null,null,null,null,null,null,null,null,null,null,null,null,5038,594.9]
[5045,595.25,null,null,null,null,null,5045,595.37780713342136,null,null,null,null,null,null,null,null,null,null,null,null,null,null,5050,595.5]
[5051,595.54999999999995,null,null,null,null,null,5051,595.67741083223245,null,null,null,null,null,null,null,null,null,null,null,null,null,null,5056,595.79999999999995]
[{"$f":"A5064+1","v":5063},596.15,null,null,null,null,null,{"$f":"H5064+1","v":5063},596.27661822985465,null,null,null,null,null,null,null,null,null,null,null,null,null,null,5068,596.4]
[5075,596.75,null,null,null,null,null,5075,596.87582562747684,null,null,null,null,null,null,null,null,null,null,null,null,null,null,5080,597]
[5078,596.9,null,null,null,null,null,5078,597.02562747688239,null,null,null,null,null,null,null,null,null,null,null,null,null,null,5083,597.15]
[5090,597.5,null,null,null,null,null,5090,597.62483487450459,null,null,null,null,null,null,null,null,null,null,null,null,null,null,5095,597.75]
[5096,597.79999999999995,null,null,null,null,null,5096,597.92443857331568,null,null,null,null,null,null,null,null,null,null,null,null,null,null,5101,598.04999999999995]
[5103,598.15,null,null,null,null,null,5103,598.27397622192859,null,null,null,null,null,null,null,null,null,null,null,null,null,null,5108,598.4]
[5115,598.75,null,null,null,null,null,5115,598.87318361955079,null,null,null,null,null,null,null,null,null,null,null,null,null,null,5120,599]
[5121,599.04999999999995,null,null,null,null,null,5121,599.17278731836188,null,null,null,null,null,null,null,null,null,null,null,null,null,null,5126,599.29999999999995]
[5133,599.65,null,null,null,null,null,5133,599.77199471598408,null,null,null,null,null,null,null,null,null,null,null,null,null,null,5138,599.9]
[5145,600.25,null,null,null,null,null,5145,600.37120211360627,null,null,null,null,null,null,null,null,null,null,null,null,null,null,5150,600.5]
[5152,600.6,null,null,null,null,null,5152,600.72073976221918,null,null,null,null,null,null,null,null,null,null,null,null,null,null,5157,600.85]
[5160,601,null,null,null,null,null,5160,601.12021136063402,null,null,null,null,null,null,null,null,null,null,null,null,null,null,5165,601.25]
[5166,601.29999999999995,null,null,null,null,null,5166,601.41981505944511,null,null,null,null,null,null,null,null,null,null,null,null,null,null,5171,601.54999999999995]
[5173,601.65,null,null,null,null,null,5173,601.76935270805802,null,null,null,null,null,null,null,null,null,null,null,null,null,null,5178,601.9]
[5185,602.25,null,null,null,null,null,5185,602.36856010568022,null,null,null,null,null,null,null,null,null,null,null,null,null,null,5190,602.5]
[{"$f":"A5192+1","v":5191},602.54999999999995,null,null,null,null,null,{"$f":"H5192+1","v":5191},602.66816380449131,null,null,null,null,null,null,null,null,null,null,null,null,null,null,5196,602.79999999999995]
[5203,603.15,null,null,null,null,null,5203,603.26737120211351,null,null,null,null,null,null,null,null,null,null,null,null,null,null,5208,603.4]
[5215,603.75,null,null,null,null,null,5215,603.8665785997357,null,null,null,null,null,null,null,null,null,null,null,null,null,null,5220,604]
[5222,604.1,null,null,null,null,null,5222,604.21611624834873,null,null,null,null,null,null,null,null,null,null,null,null,null,null,5227,604.35]
[5230,604.5,null,null,null,null,null,5230,604.61558784676345,null,null,null,null,null,null,null,null,null,null,null,null,null,null,5235,604.75]
[5236,604.79999999999995,null,null,null,null,null,5236,604.91519154557454,null,null,null,null,null,null,null,null,null,null,null,null,null,null,5241,605.04999999999995]
[5243,605.15,null,null,null,null,null,5243,605.26472919418757,null,null,null,null,null,null,null,null,null,null,null,null,null,null,5248,605.4]
[{"$f":"A5256+1","v":5255},605.75,null,null,null,null,null,{"$f":"H5256+1","v":5255},605.86393659180976,null,null,null,null,null,null,null,null,null,null,null,null,null,null,5260,606]
[5261,606.04999999999995,null,null,null,null,null,5261,606.16354029062086,null,null,null,null,null,null,null,null,null,null,null,null,null,null,5266,606.29999999999995]
[5273,606.65,null,null,null,null,null,5273,606.76274768824305,null,null,null,null,null,null,null,null,null,null,null,null,null,null,5278,606.9]
[5285,607.25,null,null,null,null,null,5285,607.36195508586525,null,null,null,null,null,null,null,null,null,null,null,null,null,null,5290,607.5]
[5292,607.6,null,null,null,null,null,5292,607.71149273447816,null,null,null,null,null,null,null,null,null,null,null,null,null,null,5297,607.85]
[5300,608,null,null,null,null,null,5300,608.11096433289299,null,null,null,null,null,null,null,null,null,null,null,null,null,null,5305,608.25]
[5306,608.29999999999995,null,null,null,null,null,5306,608.41056803170409,null,null,null,null,null,null,null,null,null,null,null,null,null,null,5311,608.54999999999995]
[5313,608.65,null,null,null,null,null,5313,608.760105680317,null,null,null,null,null,null,null,null,null,null,null,null,null,null,5318,608.9]
[5325,609.25,null,null,null,null,null,5325,609.35931307793919,null,null,null,null,null,null,null,null,null,null,null,null,null,null,5330,609.5]
[5331,609.54999999999995,null,null,null,null,null,5331,609.65891677675029,null,null,null,null,null,null,null,null,null,null,null,null,null,null,5336,609.79999999999995]
[5343,610.15,null,null,null,null,null,5343,610.25812417437248,null,null,null,null,null,null,null,null,null,null,null,null,null,null,5348,610.4]
[5355,610.75,null,null,null,null,null,5355,610.85733157199468,null,null,null,null,null,null,null,null,null,null,null,null,null,null,5360,611]
[5362,611.1,null,null,null,null,null,5362,611.20686922060759,null,null,null,null,null,null,null,null,null,null,null,null,null,null,5367,611.35]
[5374,611.70000000000005,null,null,null,null,null,5374,611.80607661822978,null,null,null,null,null,null,null,null,null,null,null,null,null,null,5379,611.95000000000005]
[5380,612,null,null,null,null,null,5380,612.10568031704088,null,null,null,null,null,null,null,null,null,null,null,null,null,null,5385,{"$f":"SUM(Y$4997+((Y$5997-Y$4997)*((X5382-X$4997)/(X$5997-X$4997))))","v":612.25}]
[{"$f":"A5384+1","v":5383},612.15,null,null,null,null,null,{"$f":"H5384+1","v":5383},612.25548216644643,null,null,null,null,null,null,null,null,null,null,null,null,null,null,5388,612.4]
[5395,612.75,null,null,null,null,null,5395,612.85468956406862,null,null,null,null,null,null,null,null,null,null,null,null,null,null,5400,613]
[5402,613.1,null,null,null,null,null,5402,613.20422721268153,null,null,null,null,null,null,null,null,null,null,null,null,null,null,5407,613.35]
[5411,613.54999999999995,null,null,null,null,null,5411,613.65363276089818,null,null,null,null,null,null,null,null,null,null,null,null,null,null,5416,613.79999999999995]
[5425,614.25,null,null,null,null,null,5425,614.35270805812411,null,null,null,null,null,null,null,null,null,null,null,null,null,null,5430,614.5]
[5432,614.6,null,null,null,null,null,5432,614.70224570673702,null,null,null,null,null,null,null,null,null,null,null,null,null,null,5437,614.85]
[5444,615.20000000000005,null,null,null,null,null,5444,615.30145310435921,null,null,null,null,null,null,null,null,null,null,null,null,null,null,5449,{"$f":"SUM(Y$4997+((Y$5997-Y$4997)*((X5446-X$4997)/(X$5997-X$4997))))","v":615.45000000000005}]
[5450,615.5,null,null,null,null,null,5450,{"$f":"SUM($F$49+(($F$50-$F$49)*((H5452-$E$49)/($E$50-$E$49))))","v":615.60105680317031},null,null,null,null,null,null,null,null,null,null,null,null,null,null,5455,615.75]
[5453,615.65,null,null,null,null,null,5453,615.75085865257586,null,null,null,null,null,null,null,null,null,null,null,null,null,null,5458,615.9]
[5465,616.25,null,null,null,null,null,5465,616.35006605019805,null,null,null,null,null,null,null,null,null,null,null,null,null,null,5470,616.5]
[5472,616.6,null,null,null,null,null,5472,616.69960369881107,null,null,null,null,null,null,null,null,null,null,null,null,null,null,5477,616.85]
[5481,617.04999999999995,null,null,null,null,null,5481,617.14900924702772,null,null,null,null,null,null,null,null,null,null,null,null,null,null,5486,617.29999999999995]
[5495,617.75,null,null,null,null,null,5495,617.84808454425354,null,null,null,null,null,null,null,null,null,null,null,null,null,null,5500,618]
[5502,618.1,null,null,null,null,null,5502,618.19762219286656,null,null,null,null,null,null,null,null,null,null,null,null,null,null,5507,618.35]
[5514,618.70000000000005,null,null,null,null,null,5514,{"$f":"SUM($F$49+(($F$50-$F$49)*((H5516-$E$49)/($E$50-$E$49))))","v":618.79682959048876},null,null,null,null,null,null,null,null,null,null,null,null,null,null,5519,618.95000000000005]
[5520,619,null,null,null,null,null,5520,619.09643328929985,null,null,null,null,null,null,null,null,null,null,null,null,null,null,5525,619.25]
[5523,619.15,null,null,null,null,null,5523,619.2462351387054,null,null,null,null,null,null,null,null,null,null,null,null,null,null,5528,619.4]
[5535,619.75,null,null,null,null,null,5535,619.8454425363276,null,null,null,null,null,null,null,null,null,null,null,null,null,null,5540,620]
[5542,620.1,null,null,null,null,null,5542,620.1949801849405,null,null,null,null,null,null,null,null,null,null,null,null,null,null,5547,620.35]
[5551,620.54999999999995,null,null,null,null,null,5551,620.64438573315715,null,null,null,null,null,null,null,null,null,null,null,null,null,null,5556,620.79999999999995]
[5560,621,null,null,null,null,null,5560,621.0937912813738,null,null,null,null,null,null,null,null,null,null,null,null,null,null,5565,621.25]
[5572,621.6,null,null,null,null,null,5572,621.69299867899599,null,null,null,null,null,null,null,null,null,null,null,null,null,null,5577,{"$f":"SUM(Y$4997+((Y$5997-Y$4997)*((X5574-X$4997)/(X$5997-X$4997))))","v":621.85}]
[5584,622.20000000000005,null,null,null,null,null,5584,622.29220607661819,null,null,null,null,null,null,null,null,null,null,null,null,null,null,5589,622.45000000000005]
[5590,622.5,null,null,null,null,null,5590,622.59180977542928,null,null,null,null,null,null,null,null,null,null,null,null,null,null,5595,622.75]
[5593,622.65,null,null,null,null,null,5593,622.74161162483483,null,null,null,null,null,null,null,null,null,null,null,null,null,null,5598,622.9]
[5605,623.25,null,null,null,null,null,5605,623.34081902245703,null,null,null,null,null,null,null,null,null,null,null,null,null,null,5610,623.5]
[5612,623.6,null,null,null,null,null,5612,623.69035667106994,null,null,null,null,null,null,null,null,null,null,null,null,null,null,5617,623.85]
[5621,624.04999999999995,null,null,null,null,null,5621,624.13976221928658,null,null,null,null,null,null,null,null,null,null,null,null,null,null,5626,624.29999999999995]
[5630,624.5,null,null,null,null,null,5630,624.58916776750323,null,null,null,null,null,null,null,null,null,null,null,null,null,null,5635,624.75]
[5642,625.1,null,null,null,null,null,5642,{"$f":"SUM($F$49+(($F$50-$F$49)*((H5644-$E$49)/($E$50-$E$49))))","v":625.18837516512542},null,null,null,null,null,null,null,null,null,null,null,null,null,null,5647,625.35]
[5654,625.70000000000005,null,null,null,null,null,5654,625.78758256274762,null,null,null,null,null,null,null,null,null,null,null,null,null,null,5659,625.95000000000005]
[5660,626,null,null,null,null,null,5660,626.08718626155871,null,null,null,null,null,null,null,null,null,null,null,null,null,null,5665,626.25]
[5663,626.15,null,null,null,null,null,5663,626.23698811096426,null,null,null,null,null,null,null,null,null,null,null,null,null,null,5668,626.4]
[5675,626.75,null,null,null,null,null,5675,626.83619550858646,null,null,null,null,null,null,null,null,null,null,null,null,null,null,5680,627]
[5682,627.1,null,null,null,null,null,5682,627.18573315719937,null,null,null,null,null,null,null,null,null,null,null,null,null,null,5687,627.35]
[5691,627.54999999999995,null,null,null,null,null,5691,627.63513870541601,null,null,null,null,null,null,null,null,null,null,null,null,null,null,5696,627.79999999999995]
[5700,628,null,null,null,null,null,5700,628.08454425363266,null,null,null,null,null,null,null,null,null,null,null,null,null,null,5705,{"$f":"SUM(Y$4997+((Y$5997-Y$4997)*((X5702-X$4997)/(X$5997-X$4997))))","v":628.25}]
[5712,628.6,null,null,null,null,null,5712,628.68375165125485,null,null,null,null,null,null,null,null,null,null,null,null,null,null,5717,628.85]
[5724,629.20000000000005,null,null,null,null,null,5724,629.28295904887705,null,null,null,null,null,null,null,null,null,null,null,null,null,null,5729,629.45000000000005]
[5730,629.5,null,null,null,null,null,5730,629.58256274768814,null,null,null,null,null,null,null,null,null,null,null,null,null,null,5735,629.75]
[5733,629.65,null,null,null,null,null,5733,629.73236459709369,null,null,null,null,null,null,null,null,null,null,null,null,null,null,5738,629.9]
[5749,630.45000000000005,null,null,null,null,null,5749,630.53130779392336,null,null,null,null,null,null,null,null,null,null,null,null,null,null,5754,630.70000000000005]
[5752,630.6,null,null,null,null,null,5752,630.68110964332891,null,null,null,null,null,null,null,null,null,null,null,null,null,null,5757,630.85]
[5761,631.04999999999995,null,null,null,null,null,5761,631.13051519154556,null,null,null,null,null,null,null,null,null,null,null,null,null,null,5766,631.29999999999995]
[5770,631.5,null,null,null,null,null,5770,{"$f":"SUM($F$49+(($F$50-$F$49)*((H5772-$E$49)/($E$50-$E$49))))","v":631.5799207397622},null,null,null,null,null,null,null,null,null,null,null,null,null,null,5775,631.75]
[5782,632.1,null,null,null,null,null,5782,632.1791281373844,null,null,null,null,null,null,null,null,null,null,null,null,null,null,5787,632.35]
[5794,632.70000000000005,null,null,null,null,null,5794,632.77833553500659,null,null,null,null,null,null,null,null,null,null,null,null,null,null,5799,632.95000000000005]
[5800,633,null,null,null,null,null,5800,633.07793923381769,null,null,null,null,null,null,null,null,null,null,null,null,null,null,5805,633.25]
[5803,633.15,null,null,null,null,null,5803,633.22774108322324,null,null,null,null,null,null,null,null,null,null,null,null,null,null,5808,633.4]
[5819,633.95000000000005,null,null,null,null,null,5819,634.02668428005279,null,null,null,null,null,null,null,null,null,null,null,null,null,null,5824,634.20000000000005]
[5822,634.1,null,null,null,null,null,5822,634.17648612945834,null,null,null,null,null,null,null,null,null,null,null,null,null,null,5827,634.35]
[{"$f":"A5832+1","v":5831},634.54999999999995,null,null,null,null,null,{"$f":"H5832+1","v":5831},634.62589167767499,null,null,null,null,null,null,null,null,null,null,null,null,null,null,5836,634.79999999999995]
[5840,635,null,null,null,null,null,5840,635.07529722589163,null,null,null,null,null,null,null,null,null,null,null,null,null,null,5845,635.25]
[5852,635.6,null,null,null,null,null,5852,635.67450462351383,null,null,null,null,null,null,null,null,null,null,null,null,null,null,5857,635.85]
[5864,636.20000000000005,null,null,null,null,null,5864,636.27371202113602,null,null,null,null,null,null,null,null,null,null,null,null,null,null,5869,636.45000000000005]
[5870,636.5,null,null,null,null,null,5870,636.57331571994712,null,null,null,null,null,null,null,null,null,null,null,null,null,null,5875,636.75]
[5873,636.65,null,null,null,null,null,5873,636.72311756935267,null,null,null,null,null,null,null,null,null,null,null,null,null,null,5878,636.9]
[5889,637.45000000000005,null,null,null,null,null,5889,637.52206076618222,null,null,null,null,null,null,null,null,null,null,null,null,null,null,5894,637.70000000000005]
[5892,637.6,null,null,null,null,null,5892,637.67186261558777,null,null,null,null,null,null,null,null,null,null,null,null,null,null,5897,{"$f":"SUM(Y$4997+((Y$5997-Y$4997)*((X5894-X$4997)/(X$5997-X$4997))))","v":637.85}]
[5901,638.04999999999995,null,null,null,null,null,5901,638.12126816380442,null,null,null,null,null,null,null,null,null,null,null,null,null,null,5906,638.29999999999995]
[5910,638.5,null,null,null,null,null,5910,638.57067371202106,null,null,null,null,null,null,null,null,null,null,null,null,null,null,5915,638.75]
[5922,639.1,null,null,null,null,null,5922,639.16988110964326,null,null,null,null,null,null,null,null,null,null,null,null,null,null,5927,639.35]
[5929,639.45000000000005,null,null,null,null,null,5929,639.51941875825617,null,null,null,null,null,null,null,null,null,null,null,null,null,null,5934,639.70000000000005]
[5940,640,null,null,null,null,null,5940,640.06869220607655,null,null,null,null,null,null,null,null,null,null,null,null,null,null,5945,640.25]
[5943,640.15,null,null,null,null,null,5943,640.2184940554821,null,null,null,null,null,null,null,null,null,null,null,null,null,null,5948,640.4]
[{"$f":"A5960+1","v":5959},640.95000000000005,null,null,null,null,null,{"$f":"H5960+1","v":5959},641.01743725231165,null,null,null,null,null,null,null,null,null,null,null,null,null,null,5964,641.20000000000005]
[5962,641.1,null,null,null,null,null,5962,{"$f":"SUM($F$49+(($F$50-$F$49)*((H5964-$E$49)/($E$50-$E$49))))","v":641.1672391017172},null,null,null,null,null,null,null,null,null,null,null,null,null,null,5967,641.35]
[5971,641.54999999999995,null,null,null,null,null,5971,641.61664464993385,null,null,null,null,null,null,null,null,null,null,null,null,null,null,5976,641.79999999999995]
[5980,642,null,null,null,null,null,5980,642.06605019815049,null,null,null,null,null,null,null,null,null,null,null,null,null,null,5985,642.25]
[5992,642.6,null,null,null,null,null,5992,642.66525759577269,null,null,null,null,null,null,null,null,null,null,null,null,null,null,5997,642.85]
[5999,642.95000000000005,null,null,null,null,null,5999,643.01479524438571,null,null,null,null,null,null,null,null,null,null,null,null,null,null,6004,643.16800000000001]
[6010,643.41999999999996,null,null,null,null,null,6010,643.48480845442532,null,null,null,null,null,null,null,null,null,null,null,null,null,null,6015,643.63]
[6013,643.54600000000005,null,null,null,null,null,6013,643.61083223249659,null,null,null,null,null,null,null,null,null,null,null,null,null,null,6018,643.75599999999997]
[6029,644.21799999999996,null,null,null,null,null,6029,644.28295904887705,null,null,null,null,null,null,null,null,null,null,null,null,null,null,6034,644.428]
[6032,644.34400000000005,null,null,null,null,null,6032,644.40898282694843,null,null,null,null,null,null,null,null,null,null,null,null,null,null,6037,644.55399999999997]
[6041,644.72199999999998,null,null,null,null,null,6041,644.78705416116247,null,null,null,null,null,null,null,null,null,null,null,null,null,null,6046,644.93200000000002]
[6050,645.1,null,null,null,null,null,6050,645.1651254953764,null,null,null,null,null,null,null,null,null,null,null,null,null,null,6055,645.30999999999995]
[6062,645.60400000000004,null,null,null,null,null,6062,645.66922060766171,null,null,null,null,null,null,null,null,null,null,null,null,null,null,6067,645.81399999999996]
[6069,645.89800000000002,null,null,null,null,null,6069,645.96327608982824,null,null,null,null,null,null,null,null,null,null,null,null,null,null,6074,646.10799999999995]
[6080,646.36,null,null,null,null,null,6080,646.4253632760898,null,null,null,null,null,null,null,null,null,null,null,null,null,null,6085,646.57000000000005]
[6083,646.48599999999999,null,null,null,null,null,6083,646.55138705416107,null,null,null,null,null,null,null,null,null,null,null,null,null,null,6088,646.69600000000003]
[6099,647.15800000000002,null,null,null,null,null,6099,647.22351387054152,null,null,null,null,null,null,null,null,null,null,null,null,null,null,6104,647.36800000000005]
[6102,647.28399999999999,null,null,null,null,null,6102,647.34953764861291,null,null,null,null,null,null,null,null,null,null,null,null,null,null,6107,647.49400000000003]
[6111,647.66200000000003,null,null,null,null,null,6111,647.72760898282684,null,null,null,null,null,null,null,null,null,null,null,null,null,null,6116,647.87199999999996]
[6120,648.04,null,null,null,null,null,6120,648.10568031704088,null,null,null,null,null,null,null,null,null,null,null,null,null,null,6125,648.25]
[6132,648.54399999999998,null,null,null,null,null,6132,648.60977542932619,null,null,null,null,null,null,null,null,null,null,null,null,null,null,6137,648.75400000000002]
[6139,648.83799999999997,null,null,null,null,null,6139,648.90383091149272,null,null,null,null,null,null,null,null,null,null,null,null,null,null,6144,649.048]
[6150,649.29999999999995,null,null,null,null,null,6150,649.36591809775427,null,null,null,null,null,null,null,null,null,null,null,null,null,null,6155,649.51]
[6153,649.42600000000004,null,null,null,null,null,6153,649.49194187582555,null,null,null,null,null,null,null,null,null,null,null,null,null,null,6158,649.63599999999997]
[6169,650.09799999999996,null,null,null,null,null,6169,650.164068692206,null,null,null,null,null,null,null,null,null,null,null,null,null,null,6174,650.30799999999999]
[6172,650.22400000000005,null,null,null,null,null,6172,650.29009247027739,null,null,null,null,null,null,null,null,null,null,null,null,null,null,6177,650.43399999999997]
[6181,650.60199999999998,null,null,null,null,null,6181,650.66816380449131,null,null,null,null,null,null,null,null,null,null,null,null,null,null,6186,650.81200000000001]
[6190,650.98,null,null,null,null,null,6190,651.04623513870536,null,null,null,null,null,null,null,null,null,null,null,null,null,null,6195,651.19000000000005]
[6202,651.48400000000004,null,null,null,null,null,6202,651.55033025099067,null,null,null,null,null,null,null,null,null,null,null,null,null,null,6207,651.69399999999996]
[6209,651.77800000000002,null,null,null,null,null,6209,651.84438573315708,null,null,null,null,null,null,null,null,null,null,null,null,null,null,6214,651.98800000000006]
[6220,652.24,null,null,null,null,null,6220,652.30647291941864,null,null,null,null,null,null,null,null,null,null,null,null,null,null,6225,652.45000000000005]
[6227,652.53399999999999,null,null,null,null,null,6227,652.60052840158517,null,null,null,null,null,null,null,null,null,null,null,null,null,null,6232,652.74400000000003]
[6239,653.03800000000001,null,null,null,null,null,6239,653.10462351387048,null,null,null,null,null,null,null,null,null,null,null,null,null,null,6244,653.24800000000005]
[6242,653.16399999999999,null,null,null,null,null,6242,653.23064729194186,null,null,null,null,null,null,null,null,null,null,null,null,null,null,6247,653.37400000000002]
[6251,653.54200000000003,null,null,null,null,null,6251,653.60871862615579,null,null,null,null,null,null,null,null,null,null,null,null,null,null,6256,653.75199999999995]
[6260,653.91999999999996,null,null,null,null,null,6260,653.98678996036983,null,null,null,null,null,null,null,null,null,null,null,null,null,null,6265,654.13]
[6272,654.42399999999998,null,null,null,null,null,6272,654.49088507265515,null,null,null,null,null,null,null,null,null,null,null,null,null,null,6277,654.63400000000001]
[{"$f":"A6280+1","v":6279},654.71799999999996,null,null,null,null,null,{"$f":"H6280+1","v":6279},654.78494055482156,null,null,null,null,null,null,null,null,null,null,null,null,null,null,6284,654.928]
[6290,655.17999999999995,null,null,null,null,null,6290,655.24702774108312,null,null,null,null,null,null,null,null,null,null,null,null,null,null,6295,655.39]
[6297,655.47400000000005,null,null,null,null,null,6297,655.54108322324964,null,null,null,null,null,null,null,null,null,null,null,null,null,null,6302,655.68399999999997]
[6309,655.97799999999995,null,null,null,null,null,6309,656.04517833553496,null,null,null,null,null,null,null,null,null,null,null,null,null,null,6314,656.18799999999999]
[6312,656.10400000000004,null,null,null,null,null,6312,656.17120211360623,null,null,null,null,null,null,null,null,null,null,null,null,null,null,6317,656.31399999999996]
[6321,656.48199999999997,null,null,null,null,null,6321,656.54927344782027,null,null,null,null,null,null,null,null,null,null,null,null,null,null,6326,656.69200000000001]
[6330,656.86,null,null,null,null,null,6330,656.92734478203431,null,null,null,null,null,null,null,null,null,null,null,null,null,null,6335,657.07]
[6342,657.36400000000003,null,null,null,null,null,6342,657.43143989431962,null,null,null,null,null,null,null,null,null,null,null,null,null,null,6347,657.57399999999996]
[6349,657.65800000000002,null,null,null,null,null,6349,657.72549537648604,null,null,null,null,null,null,null,null,null,null,null,null,null,null,6354,657.86800000000005]
[6360,658.12,null,null,null,null,null,6360,658.18758256274759,null,null,null,null,null,null,null,null,null,null,null,null,null,null,6365,658.33]
[6367,658.41399999999999,null,null,null,null,null,6367,658.48163804491412,null,null,null,null,null,null,null,null,null,null,null,null,null,null,6372,658.62400000000002]
[6379,658.91800000000001,null,null,null,null,null,6379,658.98573315719943,null,null,null,null,null,null,null,null,null,null,null,null,null,null,6384,659.12800000000004]
[6382,659.04399999999998,null,null,null,null,null,6382,659.11175693527071,null,null,null,null,null,null,null,null,null,null,null,null,null,null,6387,659.25400000000002]
[6391,659.42200000000003,null,null,null,null,null,6391,659.48982826948475,null,null,null,null,null,null,null,null,null,null,null,null,null,null,6396,659.63199999999995]
[6400,659.8,null,null,null,null,null,6400,659.86789960369879,null,null,null,null,null,null,null,null,null,null,null,null,null,null,6405,660.01]
[{"$f":"A6408+1","v":6407},660.09400000000005,null,null,null,null,null,{"$f":"H6408+1","v":6407},660.1619550858652,null,null,null,null,null,null,null,null,null,null,null,null,null,null,6412,660.30399999999997]
[6419,660.59799999999996,null,null,null,null,null,6419,660.66605019815051,null,null,null,null,null,null,null,null,null,null,null,null,null,null,6424,660.80799999999999]
[6430,661.06,null,null,null,null,null,6430,661.12813738441207,null,null,null,null,null,null,null,null,null,null,null,null,null,null,6435,661.27]
[6437,661.35400000000004,null,null,null,null,null,6437,661.42219286657848,null,null,null,null,null,null,null,null,null,null,null,null,null,null,6442,661.56399999999996]
[6449,661.85799999999995,null,null,null,null,null,6449,661.92628797886391,null,null,null,null,null,null,null,null,null,null,null,null,null,null,6454,662.06799999999998]
[6452,661.98400000000004,null,null,null,null,null,6452,662.05231175693518,null,null,null,null,null,null,null,null,null,null,null,null,null,null,6457,662.19399999999996]
[6468,662.65599999999995,null,null,null,null,null,6468,662.72443857331564,null,null,null,null,null,null,null,null,null,null,null,null,null,null,6473,662.86599999999999]
[{"$f":"A6472+1","v":6471},662.78200000000004,null,null,null,null,null,{"$f":"H6472+1","v":6471},662.85046235138702,null,null,null,null,null,null,null,null,null,null,null,null,null,null,6476,662.99199999999996]
[6477,663.03399999999999,null,null,null,null,null,6477,663.10250990752968,null,null,null,null,null,null,null,null,null,null,null,null,null,null,6482,663.24400000000003]
[6489,663.53800000000001,null,null,null,null,null,6489,663.60660501981499,null,null,null,null,null,null,null,null,null,null,null,null,null,null,6494,663.74800000000005]
[6501,664.04200000000003,null,null,null,null,null,6501,664.11070013210031,null,null,null,null,null,null,null,null,null,null,null,null,null,null,6506,664.25199999999995]
[6510,664.42,null,null,null,null,null,6510,664.48877146631435,null,null,null,null,null,null,null,null,null,null,null,null,null,null,6515,664.63]
[6519,664.798,null,null,null,null,null,6519,664.86684280052827,null,null,null,null,null,null,null,null,null,null,null,null,null,null,6524,665.00800000000004]
[6526,665.09199999999998,null,null,null,null,null,6526,665.1608982826948,null,null,null,null,null,null,null,null,null,null,null,null,null,null,6531,665.30200000000002]
[6538,665.596,null,null,null,null,null,6538,665.66499339498012,null,null,null,null,null,null,null,null,null,null,null,null,null,null,6543,665.80600000000004]
[6541,665.72199999999998,null,null,null,null,null,6541,665.7910171730515,null,null,null,null,null,null,null,null,null,null,null,null,null,null,6546,665.93200000000002]
[6547,665.97400000000005,null,null,null,null,null,6547,666.04306472919416,null,null,null,null,null,null,null,null,null,null,null,null,null,null,6552,666.18399999999997]
[6559,666.47799999999995,null,null,null,null,null,6559,666.54715984147947,null,null,null,null,null,null,null,null,null,null,null,null,null,null,6564,666.68799999999999]
[6571,666.98199999999997,null,null,null,null,null,6571,667.05125495376478,null,null,null,null,null,null,null,null,null,null,null,null,null,null,6576,667.19200000000001]
[6580,667.36,null,null,null,null,null,6580,667.42932628797882,null,null,null,null,null,null,null,null,null,null,null,null,null,null,6585,667.57]
[6589,667.73800000000006,null,null,null,null,null,6589,667.80739762219275,null,null,null,null,null,null,null,null,null,null,null,null,null,null,6594,667.94799999999998]
[6596,668.03200000000004,null,null,null,null,null,6596,668.10145310435928,null,null,null,null,null,null,null,null,null,null,null,null,null,null,6601,668.24199999999996]
[6608,668.53599999999994,null,null,null,null,null,6608,668.60554821664459,null,null,null,null,null,null,null,null,null,null,null,null,null,null,6613,668.74599999999998]
[6611,668.66200000000003,null,null,null,null,null,6611,668.73157199471586,null,null,null,null,null,null,null,null,null,null,null,null,null,null,6616,668.87199999999996]
[6617,668.91399999999999,null,null,null,null,null,6617,668.98361955085863,null,null,null,null,null,null,null,null,null,null,null,null,null,null,6622,669.12400000000002]
[6629,669.41800000000001,null,null,null,null,null,6629,669.48771466314395,null,null,null,null,null,null,null,null,null,null,null,null,null,null,6634,669.62800000000004]
[6641,669.92200000000003,null,null,null,null,null,6641,669.99180977542926,null,null,null,null,null,null,null,null,null,null,null,null,null,null,6646,670.13199999999995]
[6650,670.3,null,null,null,null,null,6650,670.3698811096433,null,null,null,null,null,null,null,null,null,null,null,null,null,null,6655,670.51]
[6659,670.678,null,null,null,null,null,6659,670.74795244385723,null,null,null,null,null,null,null,null,null,null,null,null,null,null,6664,670.88800000000003]
[6666,670.97199999999998,null,null,null,null,null,6666,671.04200792602376,null,null,null,null,null,null,null,null,null,null,null,null,null,null,6671,671.18200000000002]
[6678,671.476,null,null,null,null,null,6678,671.54610303830907,null,null,null,null,null,null,null,null,null,null,null,null,null,null,6683,671.68600000000004]
[6681,671.60199999999998,null,null,null,null,null,6681,671.67212681638034,null,null,null,null,null,null,null,null,null,null,null,null,null,null,6686,671.81200000000001]
[6687,671.85400000000004,null,null,null,null,null,6687,671.924174372523,null,null,null,null,null,null,null,null,null,null,null,null,null,null,6692,672.06399999999996]
[6699,672.35799999999995,null,null,null,null,null,6699,672.42826948480842,null,null,null,null,null,null,null,null,null,null,null,null,null,null,6704,672.56799999999998]
[6706,672.65200000000004,null,null,null,null,null,6706,{"$f":"SUM($F$50+(($F$51-$F$50)*((H6708-$E$50)/($E$51-$E$50))))","v":672.72232496697484},null,null,null,null,null,null,null,null,null,null,null,null,null,null,6711,672.86199999999997]
[6720,673.24,null,null,null,null,null,6720,673.31043593130767,null,null,null,null,null,null,null,null,null,null,null,null,null,null,6725,673.45]
[6729,673.61800000000005,null,null,null,null,null,6729,673.68850726552171,null,null,null,null,null,null,null,null,null,null,null,null,null,null,6734,673.82799999999997]
[6736,673.91200000000003,null,null,null,null,null,6736,673.98256274768812,null,null,null,null,null,null,null,null,null,null,null,null,null,null,6741,674.12199999999996]
[6748,674.41600000000005,null,null,null,null,null,6748,674.48665785997355,null,null,null,null,null,null,null,null,null,null,null,null,null,null,6753,674.62599999999998]
[6751,674.54200000000003,null,null,null,null,null,6751,674.61268163804482,null,null,null,null,null,null,null,null,null,null,null,null,null,null,6756,674.75199999999995]
[6757,674.79399999999998,null,null,null,null,null,6757,674.86472919418748,null,null,null,null,null,null,null,null,null,null,null,null,null,null,6762,675.00400000000002]
[6769,675.298,null,null,null,null,null,6769,675.36882430647279,null,null,null,null,null,null,null,null,null,null,null,null,null,null,6774,675.50800000000004]
[6776,675.59199999999998,null,null,null,null,null,6776,675.66287978863932,null,null,null,null,null,null,null,null,null,null,null,null,null,null,6781,675.80200000000002]
[6790,676.18,null,null,null,null,null,6790,676.25099075297214,null,null,null,null,null,null,null,null,null,null,null,null,null,null,6795,676.39]
[6799,676.55799999999999,null,null,null,null,null,6799,676.62906208718618,null,null,null,null,null,null,null,null,null,null,null,null,null,null,6804,676.76800000000003]
[6806,676.85199999999998,null,null,null,null,null,6806,676.9231175693526,null,null,null,null,null,null,null,null,null,null,null,null,null,null,6811,677.06200000000001]
[6818,677.35599999999999,null,null,null,null,null,6818,677.42721268163791,null,null,null,null,null,null,null,null,null,null,null,null,null,null,6823,677.56600000000003]
[6821,677.48199999999997,null,null,null,null,null,6821,677.5532364597093,null,null,null,null,null,null,null,null,null,null,null,null,null,null,6826,677.69200000000001]
[6827,677.73400000000004,null,null,null,null,null,6827,677.80528401585195,null,null,null,null,null,null,null,null,null,null,null,null,null,null,6832,677.94399999999996]
[6839,678.23800000000006,null,null,null,null,null,6839,678.30937912813727,null,null,null,null,null,null,null,null,null,null,null,null,null,null,6844,678.44799999999998]
[6846,678.53200000000004,null,null,null,null,null,6846,678.60343461030379,null,null,null,null,null,null,null,null,null,null,null,null,null,null,6851,678.74199999999996]
[6860,679.12,null,null,null,null,null,6860,679.19154557463662,null,null,null,null,null,null,null,null,null,null,null,null,null,null,6865,679.33]
[6869,679.49800000000005,null,null,null,null,null,6869,679.56961690885066,null,null,null,null,null,null,null,null,null,null,null,null,null,null,6874,679.70799999999997]
[6876,679.79200000000003,null,null,null,null,null,6876,679.86367239101708,null,null,null,null,null,null,null,null,null,null,null,null,null,null,6881,680.00199999999995]
[6888,680.29600000000005,null,null,null,null,null,6888,680.36776750330239,null,null,null,null,null,null,null,null,null,null,null,null,null,null,6893,680.50599999999997]
[6891,680.42200000000003,null,null,null,null,null,6891,680.49379128137377,null,null,null,null,null,null,null,null,null,null,null,null,null,null,6896,680.63199999999995]
[6897,680.67399999999998,null,null,null,null,null,6897,680.74583883751643,null,null,null,null,null,null,null,null,null,null,null,null,null,null,6902,680.88400000000001]
[6909,681.178,null,null,null,null,null,6909,681.24993394980174,null,null,null,null,null,null,null,null,null,null,null,null,null,null,6914,681.38800000000003]
[6916,681.47199999999998,null,null,null,null,null,6916,681.54398943196827,null,null,null,null,null,null,null,null,null,null,null,null,null,null,6921,681.68200000000002]
[6930,682.06,null,null,null,null,null,6930,682.1321003963011,null,null,null,null,null,null,null,null,null,null,null,null,null,null,6935,682.27]
[6939,682.43799999999999,null,null,null,null,null,6939,682.51017173051514,null,null,null,null,null,null,null,null,null,null,null,null,null,null,6944,682.64800000000002]
[6946,682.73199999999997,null,null,null,null,null,6946,682.80422721268155,null,null,null,null,null,null,null,null,null,null,null,null,null,null,6951,682.94200000000001]
[6958,683.23599999999999,null,null,null,null,null,6958,683.30832232496687,null,null,null,null,null,null,null,null,null,null,null,null,null,null,6963,683.44600000000003]
[6961,683.36199999999997,null,null,null,null,null,6961,683.43434610303825,null,null,null,null,null,null,null,null,null,null,null,null,null,null,6966,683.572]
[6967,683.61400000000003,null,null,null,null,null,6967,683.68639365918091,null,null,null,null,null,null,null,null,null,null,null,null,null,null,6972,683.82399999999996]
[6979,684.11800000000005,null,null,null,null,null,6979,684.19048877146622,null,null,null,null,null,null,null,null,null,null,null,null,null,null,6984,684.32799999999997]
[6986,684.41200000000003,null,null,null,null,null,6986,684.48454425363263,null,null,null,null,null,null,null,null,null,null,null,null,null,null,6991,684.62199999999996]
[7000,685,null,null,null,null,null,7000,685.07265521796558,null,null,null,null,null,null,null,null,null,null,null,null,null,null,7005,685.16499999999996]
[7004,685.13199999999995,null,null,null,null,null,7004,685.20475561426679,null,null,null,null,null,null,null,null,null,null,null,null,null,null,7009,685.29700000000003]
[7016,685.52800000000002,null,null,null,null,null,7016,685.60105680317031,null,null,null,null,null,null,null,null,null,null,null,null,null,null,7021,685.69299999999998]
[7028,685.92399999999998,null,null,null,null,null,7028,685.99735799207394,null,null,null,null,null,null,null,null,null,null,null,null,null,null,7033,686.08900000000006]
[7031,686.02300000000002,null,null,null,null,null,7031,686.09643328929974,null,null,null,null,null,null,null,null,null,null,null,null,null,null,7036,686.18799999999999]
[7037,686.221,null,null,null,null,null,7037,686.29458388375156,null,null,null,null,null,null,null,null,null,null,null,null,null,null,7042,686.38599999999997]
[7049,686.61699999999996,null,null,null,null,null,7049,686.69088507265519,null,null,null,null,null,null,null,null,null,null,null,null,null,null,7054,686.78200000000004]
[7056,686.84799999999996,null,null,null,null,null,7056,686.9220607661822,null,null,null,null,null,null,null,null,null,null,null,null,null,null,7061,687.01300000000003]
[7070,687.31,null,null,null,null,null,7070,687.38441215323633,null,null,null,null,null,null,null,null,null,null,null,null,null,null,7075,687.47500000000002]
[7074,687.44200000000001,null,null,null,null,null,7074,687.51651254953754,null,null,null,null,null,null,null,null,null,null,null,null,null,null,7079,687.60699999999997]
[7086,687.83799999999997,null,null,null,null,null,7086,687.91281373844117,null,null,null,null,null,null,null,null,null,null,null,null,null,null,7091,688.00300000000004]
[7098,688.23400000000004,null,null,null,null,null,7098,688.30911492734469,null,null,null,null,null,null,null,null,null,null,null,null,null,null,7103,688.399]
[7101,688.33299999999997,null,null,null,null,null,7101,688.4081902245706,null,null,null,null,null,null,null,null,null,null,null,null,null,null,7106,688.49800000000005]
[7107,688.53099999999995,null,null,null,null,null,7107,688.60634081902242,null,null,null,null,null,null,null,null,null,null,null,null,null,null,7112,688.69600000000003]
[7119,688.92700000000002,null,null,null,null,null,7119,689.00264200792594,null,null,null,null,null,null,null,null,null,null,null,null,null,null,7124,689.09199999999998]
[7126,689.15800000000002,null,null,null,null,null,7126,689.23381770145306,null,null,null,null,null,null,null,null,null,null,null,null,null,null,7131,689.32299999999998]
[7140,689.62,null,null,null,null,null,7140,689.69616908850719,null,null,null,null,null,null,null,null,null,null,null,null,null,null,7145,689.78499999999997]
[7144,689.75199999999995,null,null,null,null,null,7144,689.8282694848084,null,null,null,null,null,null,null,null,null,null,null,null,null,null,7149,689.91700000000003]
[7156,690.14800000000002,null,null,null,null,null,7156,690.22457067371192,null,null,null,null,null,null,null,null,null,null,null,null,null,null,7161,690.31299999999999]
[7168,690.54399999999998,null,null,null,null,null,7168,690.62087186261556,null,null,null,null,null,null,null,null,null,null,null,null,null,null,7173,690.70899999999995]
[7171,690.64300000000003,null,null,null,null,null,7171,690.71994715984135,null,null,null,null,null,null,null,null,null,null,null,null,null,null,7176,690.80799999999999]
[7177,690.84100000000001,null,null,null,null,null,7177,690.91809775429317,null,null,null,null,null,null,null,null,null,null,null,null,null,null,7182,691.00599999999997]
[7193,691.36900000000003,null,null,null,null,null,7193,691.4464993394979,null,null,null,null,null,null,null,null,null,null,null,null,null,null,7198,691.53399999999999]
[7196,691.46799999999996,null,null,null,null,null,7196,691.54557463672381,null,null,null,null,null,null,null,null,null,null,null,null,null,null,7201,691.63300000000004]
[7210,691.93,null,null,null,null,null,7210,692.00792602377805,null,null,null,null,null,null,null,null,null,null,null,null,null,null,7215,692.09500000000003]
[7214,692.06200000000001,null,null,null,null,null,7214,692.14002642007915,null,null,null,null,null,null,null,null,null,null,null,null,null,null,7219,692.22699999999998]
[7226,692.45799999999997,null,null,null,null,null,7226,692.53632760898279,null,null,null,null,null,null,null,null,null,null,null,null,null,null,7231,692.62300000000005]
[7238,692.85400000000004,null,null,null,null,null,7238,692.93262879788631,null,null,null,null,null,null,null,null,null,null,null,null,null,null,7243,693.01900000000001]
[7241,692.95299999999997,null,null,null,null,null,7241,693.03170409511222,null,null,null,null,null,null,null,null,null,null,null,null,null,null,7246,693.11800000000005]
[7247,693.15099999999995,null,null,null,null,null,7247,693.22985468956404,null,null,null,null,null,null,null,null,null,null,null,null,null,null,7252,693.31600000000003]
[7263,693.67899999999997,null,null,null,null,null,7263,693.75825627476877,null,null,null,null,null,null,null,null,null,null,null,null,null,null,7268,693.84400000000005]
[7266,693.77800000000002,null,null,null,null,null,7266,693.85733157199468,null,null,null,null,null,null,null,null,null,null,null,null,null,null,7271,693.94299999999998]
[7280,694.24,null,null,null,null,null,7280,694.31968295904881,null,null,null,null,null,null,null,null,null,null,null,null,null,null,7285,694.40499999999997]
[7284,694.37199999999996,null,null,null,null,null,7284,694.45178335535002,null,null,null,null,null,null,null,null,null,null,null,null,null,null,7289,694.53700000000003]
[7296,694.76800000000003,null,null,null,null,null,7296,694.84808454425354,null,null,null,null,null,null,null,null,null,null,null,null,null,null,7301,694.93299999999999]
[{"$f":"A7304+1","v":7303},694.99900000000002,null,null,null,null,null,{"$f":"H7304+1","v":7303},695.07926023778066,null,null,null,null,null,null,null,null,null,null,null,null,null,null,7308,695.16399999999999]
[7311,695.26300000000003,null,null,null,null,null,7311,695.34346103038297,null,null,null,null,null,null,null,null,null,null,null,null,null,null,7316,695.428]
[7317,695.46100000000001,null,null,null,null,null,7317,695.54161162483479,null,null,null,null,null,null,null,null,null,null,null,null,null,null,7322,695.62599999999998]
[7333,695.98900000000003,null,null,null,null,null,7333,696.07001321003952,null,null,null,null,null,null,null,null,null,null,null,null,null,null,7338,696.154]
[7336,696.08799999999997,null,null,null,null,null,7336,696.16908850726543,null,null,null,null,null,null,null,null,null,null,null,null,null,null,7341,696.25300000000004]
[7350,696.55,null,null,null,null,null,7350,696.63143989431956,null,null,null,null,null,null,null,null,null,null,null,null,null,null,7355,696.71500000000003]
[7354,696.68200000000002,null,null,null,null,null,7354,696.76354029062077,null,null,null,null,null,null,null,null,null,null,null,null,null,null,7359,696.84699999999998]
[7366,697.07799999999997,null,null,null,null,null,7366,697.1598414795244,null,null,null,null,null,null,null,null,null,null,null,null,null,null,7371,697.24300000000005]
[7373,697.30899999999997,null,null,null,null,null,7373,697.39101717305141,null,null,null,null,null,null,null,null,null,null,null,null,null,null,7378,697.47400000000005]
[7381,697.57299999999998,null,null,null,null,null,7381,697.65521796565383,null,null,null,null,null,null,null,null,null,null,null,null,null,null,7386,697.73800000000006]
[7387,697.77099999999996,null,null,null,null,null,7387,697.85336856010565,null,null,null,null,null,null,null,null,null,null,null,null,null,null,7392,697.93600000000004]
[7403,698.29899999999998,null,null,null,null,null,7403,698.38177014531038,null,null,null,null,null,null,null,null,null,null,null,null,null,null,7408,698.46399999999994]
[7406,698.39800000000002,null,null,null,null,null,7406,698.48084544253629,null,null,null,null,null,null,null,null,null,null,null,null,null,null,7411,698.56299999999999]
[7420,698.86,null,null,null,null,null,7420,698.94319682959042,null,null,null,null,null,null,null,null,null,null,null,null,null,null,7425,699.02499999999998]
[7424,698.99199999999996,null,null,null,null,null,7424,699.07529722589163,null,null,null,null,null,null,null,null,null,null,null,null,null,null,7429,699.15700000000004]
[7436,699.38800000000003,null,null,null,null,null,7436,699.47159841479515,null,null,null,null,null,null,null,null,null,null,null,null,null,null,7441,699.553]
[7443,699.61900000000003,null,null,null,null,null,7443,699.70277410832227,null,null,null,null,null,null,null,null,null,null,null,null,null,null,7448,699.78399999999999]
[7451,699.88300000000004,null,null,null,null,null,7451,699.96697490092458,null,null,null,null,null,null,null,null,null,null,null,null,null,null,7456,700.048]
[7457,700.08100000000002,null,null,null,null,null,7457,700.1651254953764,null,null,null,null,null,null,null,null,null,null,null,null,null,null,7462,700.24599999999998]
[7473,700.60900000000004,null,null,null,null,null,7473,700.69352708058113,null,null,null,null,null,null,null,null,null,null,null,null,null,null,7478,700.774]
[7476,700.70799999999997,null,null,null,null,null,7476,700.79260237780704,null,null,null,null,null,null,null,null,null,null,null,null,null,null,7481,700.87300000000005]
[7490,701.17,null,null,null,null,null,7490,701.25495376486128,null,null,null,null,null,null,null,null,null,null,null,null,null,null,{"$f":"X7491+1","v":7495},701.33500000000004]
[7494,701.30200000000002,null,null,null,null,null,7494,701.38705416116238,null,null,null,null,null,null,null,null,null,null,null,null,null,null,7499,701.46699999999998]
[7506,701.69799999999998,null,null,null,null,null,7506,701.78335535006602,null,null,null,null,null,null,null,null,null,null,null,null,null,null,7511,701.86300000000006]
[7513,701.92899999999997,null,null,null,null,null,7513,702.01453104359302,null,null,null,null,null,null,null,null,null,null,null,null,null,null,7518,702.09400000000005]
[7521,702.19299999999998,null,null,null,null,null,7521,702.27873183619545,null,null,null,null,null,null,null,null,null,null,null,null,null,null,7526,702.35799999999995]
[7527,702.39099999999996,null,null,null,null,null,7527,702.47688243064727,null,null,null,null,null,null,null,null,null,null,null,null,null,null,7532,702.55600000000004]
[7543,702.91899999999998,null,null,null,null,null,7543,703.005284015852,null,null,null,null,null,null,null,null,null,null,null,null,null,null,7548,703.08400000000006]
[7546,703.01800000000003,null,null,null,null,null,7546,703.10435931307791,null,null,null,null,null,null,null,null,null,null,null,null,null,null,7551,703.18299999999999]
[7562,703.54600000000005,null,null,null,null,null,7562,703.63276089828264,null,null,null,null,null,null,null,null,null,null,null,null,null,null,7567,703.71100000000001]
[7570,703.81,null,null,null,null,null,7570,703.89696169088506,null,null,null,null,null,null,null,null,null,null,null,null,null,null,7575,703.97500000000002]
[7576,704.00800000000004,null,null,null,null,null,7576,704.09511228533677,null,null,null,null,null,null,null,null,null,null,null,null,null,null,7581,704.173]
[7583,704.23900000000003,null,null,null,null,null,7583,704.32628797886389,null,null,null,null,null,null,null,null,null,null,null,null,null,null,7588,704.404]
[7595,704.63499999999999,null,null,null,null,null,7595,704.72258916776741,null,null,null,null,null,null,null,null,null,null,null,null,null,null,7600,704.8]
[7601,704.83299999999997,null,null,null,null,null,7601,704.92073976221923,null,null,null,null,null,null,null,null,null,null,null,null,null,null,7606,704.99800000000005]
[7613,705.22900000000004,null,null,null,null,null,7613,705.31704095112275,null,null,null,null,null,null,null,null,null,null,null,null,null,null,7618,705.39400000000001]
[7616,705.32799999999997,null,null,null,null,null,7616,705.41611624834866,null,null,null,null,null,null,null,null,null,null,null,null,null,null,7621,705.49300000000005]
[7632,705.85599999999999,null,null,null,null,null,7632,705.94451783355339,null,null,null,null,null,null,null,null,null,null,null,null,null,null,7637,706.02099999999996]
[7640,706.12,null,null,null,null,null,7640,706.20871862615581,null,null,null,null,null,null,null,null,null,null,null,null,null,null,7645,706.28499999999997]
[7646,706.31799999999998,null,null,null,null,null,7646,706.40686922060763,null,null,null,null,null,null,null,null,null,null,null,null,null,null,7651,706.48299999999995]
[7653,706.54899999999998,null,null,null,null,null,7653,706.63804491413464,null,null,null,null,null,null,null,null,null,null,null,null,null,null,7658,706.71400000000006]
[7665,706.94500000000005,null,null,null,null,null,7665,707.03434610303827,null,null,null,null,null,null,null,null,null,null,null,null,null,null,7670,707.11]
[7671,707.14300000000003,null,null,null,null,null,7671,707.23249669748998,null,null,null,null,null,null,null,null,null,null,null,null,null,null,7676,707.30799999999999]
[7683,707.53899999999999,null,null,null,null,null,7683,707.62879788639361,null,null,null,null,null,null,null,null,null,null,null,null,null,null,7688,707.70399999999995]
[7686,707.63800000000003,null,null,null,null,null,7686,707.72787318361952,null,null,null,null,null,null,null,null,null,null,null,null,null,null,7691,707.803]
[7702,708.16599999999994,null,null,null,null,null,7702,708.25627476882426,null,null,null,null,null,null,null,null,null,null,null,null,null,null,7707,708.33100000000002]
[7710,708.43,null,null,null,null,null,7710,708.52047556142657,null,null,null,null,null,null,null,null,null,null,null,null,null,null,7715,708.59500000000003]
[7716,708.62800000000004,null,null,null,null,null,7716,708.71862615587838,null,null,null,null,null,null,null,null,null,null,null,null,null,null,7721,708.79300000000001]
[7723,708.85900000000004,null,null,null,null,null,7723,708.9498018494055,null,null,null,null,null,null,null,null,null,null,null,null,null,null,7728,709.024]
[7735,709.255,null,null,null,null,null,7735,709.34610303830902,null,null,null,null,null,null,null,null,null,null,null,null,null,null,7740,709.42]
[7741,709.45299999999997,null,null,null,null,null,7741,709.54425363276084,null,null,null,null,null,null,null,null,null,null,null,null,null,null,7746,709.61800000000005]
[7753,709.84900000000005,null,null,null,null,null,7753,709.94055482166436,null,null,null,null,null,null,null,null,null,null,null,null,null,null,7758,710.01400000000001]
[7756,709.94799999999998,null,null,null,null,null,7756,710.03963011889027,null,null,null,null,null,null,null,null,null,null,null,null,null,null,7761,710.11300000000006]
[7772,710.476,null,null,null,null,null,7772,710.56803170409501,null,null,null,null,null,null,null,null,null,null,null,null,null,null,7777,710.64099999999996]
[7780,710.74,null,null,null,null,null,7780,710.83223249669743,null,null,null,null,null,null,null,null,null,null,null,null,null,null,7785,710.90499999999997]
[7781,710.77300000000002,null,null,null,null,null,7781,710.86525759577273,null,null,null,null,null,null,null,null,null,null,null,null,null,null,7786,710.93799999999999]
[7793,711.16899999999998,null,null,null,null,null,7793,711.26155878467625,null,null,null,null,null,null,null,null,null,null,null,null,null,null,7798,711.33400000000006]
[7805,711.56500000000005,null,null,null,null,null,7805,711.65785997357989,null,null,null,null,null,null,null,null,null,null,null,null,null,null,7810,711.73]
[7811,711.76300000000003,null,null,null,null,null,7811,711.85601056803159,null,null,null,null,null,null,null,null,null,null,null,null,null,null,7816,711.928]
[7823,712.15899999999999,null,null,null,null,null,7823,712.25231175693523,null,null,null,null,null,null,null,null,null,null,null,null,null,null,7828,712.32399999999996]
[7826,712.25800000000004,null,null,null,null,null,7826,712.35138705416114,null,null,null,null,null,null,null,null,null,null,null,null,null,null,7831,712.423]
[7842,712.78599999999994,null,null,null,null,null,7842,712.87978863936587,null,null,null,null,null,null,null,null,null,null,null,null,null,null,7847,712.95100000000002]
[7850,713.05,null,null,null,null,null,7850,713.14398943196829,null,null,null,null,null,null,null,null,null,null,null,null,null,null,7855,713.21500000000003]
[7851,713.08299999999997,null,null,null,null,null,7851,713.17701453104348,null,null,null,null,null,null,null,null,null,null,null,null,null,null,7856,713.24800000000005]
[7863,713.47900000000004,null,null,null,null,null,7863,713.57331571994712,null,null,null,null,null,null,null,null,null,null,null,null,null,null,7868,713.64400000000001]
[7875,713.875,null,null,null,null,null,7875,713.96961690885064,null,null,null,null,null,null,null,null,null,null,null,null,null,null,7880,714.04]
[7881,714.07299999999998,null,null,null,null,null,7881,714.16776750330246,null,null,null,null,null,null,null,null,null,null,null,null,null,null,7886,714.23800000000006]
[7893,714.46900000000005,null,null,null,null,null,7893,714.56406869220598,null,null,null,null,null,null,null,null,null,null,null,null,null,null,7898,714.63400000000001]
[7896,714.56799999999998,null,null,null,null,null,7896,714.66314398943189,null,null,null,null,null,null,null,null,null,null,null,null,null,null,7901,714.73299999999995]
[7912,715.096,null,null,null,null,null,7912,715.19154557463662,null,null,null,null,null,null,null,null,null,null,null,null,null,null,7917,715.26099999999997]
[7920,715.36,null,null,null,null,null,7920,715.45574636723904,null,null,null,null,null,null,null,null,null,null,null,null,null,null,7925,715.52499999999998]
[7921,715.39300000000003,null,null,null,null,null,7921,715.48877146631435,null,null,null,null,null,null,null,null,null,null,null,null,null,null,7926,715.55799999999999]
[7933,715.78899999999999,null,null,null,null,null,7933,715.88507265521787,null,null,null,null,null,null,null,null,null,null,null,null,null,null,7938,715.95399999999995]
[7945,716.18499999999995,null,null,null,null,null,7945,716.2813738441215,null,null,null,null,null,null,null,null,null,null,null,null,null,null,7950,716.35]
[7951,716.38300000000004,null,null,null,null,null,7951,716.47952443857321,null,null,null,null,null,null,null,null,null,null,null,null,null,null,7956,716.548]
[7963,716.779,null,null,null,null,null,7963,716.87582562747684,null,null,null,null,null,null,null,null,null,null,null,null,null,null,7968,716.94399999999996]
[7970,717.01,null,null,null,null,null,7970,717.10700132100396,null,null,null,null,null,null,null,null,null,null,null,null,null,null,7975,717.17499999999995]
[7982,717.40599999999995,null,null,null,null,null,7982,717.50330250990748,null,null,null,null,null,null,null,null,null,null,null,null,null,null,7987,717.57100000000003]
[7990,717.67,null,null,null,null,null,7990,717.76750330250979,null,null,null,null,null,null,null,null,null,null,null,null,null,null,7995,717.83500000000004]
[7991,717.70299999999997,null,null,null,null,null,7991,717.8005284015851,null,null,null,null,null,null,null,null,null,null,null,null,null,null,7996,717.86800000000005]
[8003,718.08100000000002,null,null,null,null,null,8003,718.17859973579914,null,null,null,null,null,null,null,null,null,null,null,null,null,null,8008,718.21600000000001]
[8015,718.40499999999997,null,null,null,null,null,8015,718.50198150594451,null,null,null,null,null,null,null,null,null,null,null,null,null,null,8020,718.54]
[8021,718.56700000000001,null,null,null,null,null,8021,718.66367239101714,null,null,null,null,null,null,null,null,null,null,null,null,null,null,8026,718.702]
[8033,718.89099999999996,null,null,null,null,null,8033,718.9870541611624,null,null,null,null,null,null,null,null,null,null,null,null,null,null,8038,719.02599999999995]
[8040,719.08,null,null,null,null,null,8040,719.17569352708051,null,null,null,null,null,null,null,null,null,null,null,null,null,null,8045,719.21500000000003]
[8052,719.404,null,null,null,null,null,8052,719.49907529722589,null,null,null,null,null,null,null,null,null,null,null,null,null,null,8057,719.53899999999999]
[8060,719.62,null,null,null,null,null,8060,719.71466314398936,null,null,null,null,null,null,null,null,null,null,null,null,null,null,8065,{"$f":"SUM(Y$7997+((Y$8997-Y$7997)*((X8062-X$7997)/(X$8997-X$7997))))","v":719.755}]
[8061,719.64700000000005,null,null,null,null,null,8061,719.74161162483483,null,null,null,null,null,null,null,null,null,null,null,null,null,null,8066,719.78200000000004]
[8073,719.971,null,null,null,null,null,8073,720.06499339498009,null,null,null,null,null,null,null,null,null,null,null,null,null,null,8078,720.10599999999999]
[8080,720.16,null,null,null,null,null,8080,720.2536327608982,null,null,null,null,null,null,null,null,null,null,null,null,null,null,8085,720.29499999999996]
[8091,720.45699999999999,null,null,null,null,null,8091,720.5500660501981,null,null,null,null,null,null,null,null,null,null,null,null,null,null,8096,720.59199999999998]
[8103,720.78099999999995,null,null,null,null,null,8103,720.87344782034336,null,null,null,null,null,null,null,null,null,null,null,null,null,null,8108,720.91600000000005]
[8110,720.97,null,null,null,null,null,8110,721.06208718626146,null,null,null,null,null,null,null,null,null,null,null,null,null,null,8115,721.10500000000002]
[8122,721.29399999999998,null,null,null,null,null,8122,721.38546895640684,null,null,null,null,null,null,null,null,null,null,null,null,null,null,8127,721.42899999999997]
[8130,721.51,null,null,null,null,null,8130,{"$f":"SUM($F$52+(($F$53-$F$52)*((H8132-$E$52)/($E$53-$E$52))))","v":721.60105680317031},null,null,null,null,null,null,null,null,null,null,null,null,null,null,{"$f":"X8131+1","v":8135},721.64499999999998]
[8131,721.53700000000003,null,null,null,null,null,8131,721.62800528401579,null,null,null,null,null,null,null,null,null,null,null,null,null,null,8136,721.67200000000003]
[8143,721.86099999999999,null,null,null,null,null,8143,721.95138705416116,null,null,null,null,null,null,null,null,null,null,null,null,null,null,8148,721.99599999999998]
[8150,722.05,null,null,null,null,null,8150,722.14002642007915,null,null,null,null,null,null,null,null,null,null,null,null,null,null,8155,722.18499999999995]
[8161,722.34699999999998,null,null,null,null,null,8161,722.43645970937905,null,null,null,null,null,null,null,null,null,null,null,null,null,null,8166,722.48199999999997]
[8173,722.67100000000005,null,null,null,null,null,8173,722.75984147952443,null,null,null,null,null,null,null,null,null,null,null,null,null,null,8178,722.80600000000004]
[8180,722.86,null,null,null,null,null,8180,722.94848084544253,null,null,null,null,null,null,null,null,null,null,null,null,null,null,8185,722.995]
[8192,723.18399999999997,null,null,null,null,null,8192,723.27186261558779,null,null,null,null,null,null,null,null,null,null,null,null,null,null,8197,723.31899999999996]
[8200,723.4,null,null,null,null,null,8200,723.48745046235138,null,null,null,null,null,null,null,null,null,null,null,null,null,null,8205,723.53499999999997]
[8201,723.42700000000002,null,null,null,null,null,8201,723.51439894319674,null,null,null,null,null,null,null,null,null,null,null,null,null,null,8206,723.56200000000001]
[8213,723.75099999999998,null,null,null,null,null,8213,723.83778071334211,null,null,null,null,null,null,null,null,null,null,null,null,null,null,8218,723.88599999999997]
[8220,723.94,null,null,null,null,null,8220,724.02642007926022,null,null,null,null,null,null,null,null,null,null,null,null,null,null,8225,724.07500000000005]
[8231,724.23699999999997,null,null,null,null,null,8231,724.32285336856,null,null,null,null,null,null,null,null,null,null,null,null,null,null,8236,724.37199999999996]
[8243,724.56100000000004,null,null,null,null,null,8243,724.64623513870538,null,null,null,null,null,null,null,null,null,null,null,null,null,null,8248,724.69600000000003]
[8250,724.75,null,null,null,null,null,8250,724.83487450462349,null,null,null,null,null,null,null,null,null,null,null,null,null,null,8255,724.88499999999999]
[8262,725.07399999999996,null,null,null,null,null,8262,725.15825627476875,null,null,null,null,null,null,null,null,null,null,null,null,null,null,8267,725.20899999999995]
[8270,725.29,null,null,null,null,null,8270,725.37384412153233,null,null,null,null,null,null,null,null,null,null,null,null,null,null,8275,725.42499999999995]
[8271,725.31700000000001,null,null,null,null,null,8271,725.40079260237781,null,null,null,null,null,null,null,null,null,null,null,null,null,null,8276,725.452]
[8283,725.64099999999996,null,null,null,null,null,8283,725.72417437252307,null,null,null,null,null,null,null,null,null,null,null,null,null,null,8288,725.77599999999995]
[8290,725.83,null,null,null,null,null,8290,725.91281373844117,null,null,null,null,null,null,null,null,null,null,null,null,null,null,8295,725.96500000000003]
[8301,726.12699999999995,null,null,null,null,null,8301,726.20924702774107,null,null,null,null,null,null,null,null,null,null,null,null,null,null,8306,726.26199999999994]
[8313,726.45100000000002,null,null,null,null,null,8313,726.53262879788633,null,null,null,null,null,null,null,null,null,null,null,null,null,null,8318,726.58600000000001]
[8320,726.64,null,null,null,null,null,8320,726.72126816380444,null,null,null,null,null,null,null,null,null,null,null,null,null,null,8325,726.77499999999998]
[8332,726.96400000000006,null,null,null,null,null,8332,727.0446499339497,null,null,null,null,null,null,null,null,null,null,null,null,null,null,8337,727.09900000000005]
[8340,727.18,null,null,null,null,null,8340,727.26023778071328,null,null,null,null,null,null,null,null,null,null,null,null,null,null,8345,727.31500000000005]
[8341,727.20699999999999,null,null,null,null,null,8341,727.28718626155876,null,null,null,null,null,null,null,null,null,null,null,null,null,null,8346,727.34199999999998]
[8353,727.53099999999995,null,null,null,null,null,8353,727.61056803170402,null,null,null,null,null,null,null,null,null,null,null,null,null,null,8358,727.66600000000005]
[8360,727.72,null,null,null,null,null,8360,727.79920739762213,null,null,null,null,null,null,null,null,null,null,null,null,null,null,8365,727.85500000000002]
[8371,728.01700000000005,null,null,null,null,null,8371,728.09564068692202,null,null,null,null,null,null,null,null,null,null,null,null,null,null,8376,728.15200000000004]
[8383,728.34100000000001,null,null,null,null,null,8383,728.41902245706729,null,null,null,null,null,null,null,null,null,null,null,null,null,null,8388,728.476]
[8390,728.53,null,null,null,null,null,8390,728.60766182298539,null,null,null,null,null,null,null,null,null,null,null,null,null,null,8395,728.66499999999996]
[8402,728.85400000000004,null,null,null,null,null,8402,728.93104359313077,null,null,null,null,null,null,null,null,null,null,null,null,null,null,8407,728.98900000000003]
[8410,729.07,null,null,null,null,null,8410,729.14663143989424,null,null,null,null,null,null,null,null,null,null,null,null,null,null,8415,729.20500000000004]
[8411,729.09699999999998,null,null,null,null,null,8411,729.17357992073971,null,null,null,null,null,null,null,null,null,null,null,null,null,null,8416,729.23199999999997]
[8423,729.42100000000005,null,null,null,null,null,8423,729.49696169088497,null,null,null,null,null,null,null,null,null,null,null,null,null,null,8428,729.55600000000004]
[8430,729.61,null,null,null,null,null,8430,729.68560105680308,null,null,null,null,null,null,null,null,null,null,null,null,null,null,8435,729.745]
[8441,729.90700000000004,null,null,null,null,null,8441,729.98203434610298,null,null,null,null,null,null,null,null,null,null,null,null,null,null,8446,730.04200000000003]
[8448,730.096,null,null,null,null,null,8448,730.17067371202108,null,null,null,null,null,null,null,null,null,null,null,null,null,null,8453,730.23099999999999]
[8460,730.42,null,null,null,null,null,8460,730.49405548216635,null,null,null,null,null,null,null,null,null,null,null,null,null,null,8465,730.55499999999995]
[8472,730.74400000000003,null,null,null,null,null,8472,730.81743725231172,null,null,null,null,null,null,null,null,null,null,null,null,null,null,8477,730.87900000000002]
[8480,730.96,null,null,null,null,null,8480,731.03302509907519,null,null,null,null,null,null,null,null,null,null,null,null,null,null,8485,731.09500000000003]
[8481,730.98699999999997,null,null,null,null,null,8481,731.05997357992067,null,null,null,null,null,null,null,null,null,null,null,null,null,null,8486,731.12199999999996]
[8493,731.31100000000004,null,null,null,null,null,8493,731.38335535006604,null,null,null,null,null,null,null,null,null,null,null,null,null,null,8498,731.44600000000003]
[8500,731.5,null,null,null,null,null,8500,731.57199471598415,null,null,null,null,null,null,null,null,null,null,null,null,null,null,8505,731.63499999999999]
[8511,731.79700000000003,null,null,null,null,null,8511,731.86842800528393,null,null,null,null,null,null,null,null,null,null,null,null,null,null,8516,731.93200000000002]
[8518,731.98599999999999,null,null,null,null,null,8518,732.05706737120204,null,null,null,null,null,null,null,null,null,null,null,null,null,null,8523,732.12099999999998]
[8530,732.31,null,null,null,null,null,8530,732.38044914134741,null,null,null,null,null,null,null,null,null,null,null,null,null,null,8535,732.44500000000005]
[8542,732.63400000000001,null,null,null,null,null,8542,732.70383091149267,null,null,null,null,null,null,null,null,null,null,null,null,null,null,8547,732.76900000000001]
[8550,732.85,null,null,null,null,null,8550,732.91941875825626,null,null,null,null,null,null,null,null,null,null,null,null,null,null,8555,732.98500000000001]
[8551,732.87699999999995,null,null,null,null,null,8551,732.94636723910162,null,null,null,null,null,null,null,null,null,null,null,null,null,null,8556,733.01199999999994]
[8567,733.30899999999997,null,null,null,null,null,8567,733.37754293262878,null,null,null,null,null,null,null,null,null,null,null,null,null,null,8572,733.44399999999996]
[8570,733.39,null,null,null,null,null,8570,733.4583883751651,null,null,null,null,null,null,null,null,null,null,null,null,null,null,8575,733.52499999999998]
[8581,733.68700000000001,null,null,null,null,null,8581,733.75482166446488,null,null,null,null,null,null,null,null,null,null,null,null,null,null,8586,733.822]
[8588,733.87599999999998,null,null,null,null,null,8588,733.94346103038299,null,null,null,null,null,null,null,null,null,null,null,null,null,null,8593,734.01099999999997]
[8600,734.2,null,null,null,null,null,8600,734.26684280052837,null,null,null,null,null,null,null,null,null,null,null,null,null,null,8605,734.33500000000004]
[8612,734.524,null,null,null,null,null,8612,734.59022457067363,null,null,null,null,null,null,null,null,null,null,null,null,null,null,8617,734.65899999999999]
[8620,734.74,null,null,null,null,null,8620,734.80581241743721,null,null,null,null,null,null,null,null,null,null,null,null,null,null,8625,734.875]
[8621,734.76700000000005,null,null,null,null,null,8621,734.83276089828269,null,null,null,null,null,null,null,null,null,null,null,null,null,null,8626,734.90200000000004]
[8637,735.19899999999996,null,null,null,null,null,8637,735.26393659180974,null,null,null,null,null,null,null,null,null,null,null,null,null,null,8642,735.33399999999995]
[8640,735.28,null,null,null,null,null,8640,735.34478203434605,null,null,null,null,null,null,null,null,null,null,null,null,null,null,8645,735.41499999999996]
[8652,735.60400000000004,null,null,null,null,null,8652,735.66816380449131,null,null,null,null,null,null,null,null,null,null,null,null,null,null,8657,735.73900000000003]
[8661,735.84699999999998,null,null,null,null,null,8661,735.91070013210037,null,null,null,null,null,null,null,null,null,null,null,null,null,null,8666,735.98199999999997]
[8670,736.09,null,null,null,null,null,8670,736.15323645970932,null,null,null,null,null,null,null,null,null,null,null,null,null,null,8675,736.22500000000002]
[8682,736.41399999999999,null,null,null,null,null,8682,736.47661822985458,null,null,null,null,null,null,null,null,null,null,null,null,null,null,8687,736.54899999999998]
[8689,736.60299999999995,null,null,null,null,null,8689,736.66525759577269,null,null,null,null,null,null,null,null,null,null,null,null,null,null,8694,736.73800000000006]
[8692,736.68399999999997,null,null,null,null,null,8692,736.746103038309,null,null,null,null,null,null,null,null,null,null,null,null,null,null,8697,736.81899999999996]
[8707,737.08899999999994,null,null,null,null,null,8707,737.15033025099069,null,null,null,null,null,null,null,null,null,null,null,null,null,null,8712,737.22400000000005]
[8710,737.17,null,null,null,null,null,8710,737.23117569352701,null,null,null,null,null,null,null,null,null,null,null,null,null,null,8715,737.30499999999995]
[8722,737.49400000000003,null,null,null,null,null,8722,737.55455746367238,null,null,null,null,null,null,null,null,null,null,null,null,null,null,8727,737.62900000000002]
[8731,737.73699999999997,null,null,null,null,null,8731,737.79709379128133,null,null,null,null,null,null,null,null,null,null,null,null,null,null,8736,737.87199999999996]
[8740,737.98,null,null,null,null,null,8740,738.03963011889027,null,null,null,null,null,null,null,null,null,null,null,null,null,null,8745,738.11500000000001]
[8747,738.16899999999998,null,null,null,null,null,8747,738.22826948480838,null,null,null,null,null,null,null,null,null,null,null,null,null,null,8752,738.30399999999997]
[8759,738.49300000000005,null,null,null,null,null,8759,738.55165125495375,null,null,null,null,null,null,null,null,null,null,null,null,null,null,8764,738.62800000000004]
[8762,738.57399999999996,null,null,null,null,null,8762,738.63249669749007,null,null,null,null,null,null,null,null,null,null,null,null,null,null,8767,738.70899999999995]
[8777,738.97900000000004,null,null,null,null,null,8777,739.03672391017165,null,null,null,null,null,null,null,null,null,null,null,null,null,null,8782,739.11400000000003]
[8780,739.06,null,null,null,null,null,8780,739.11756935270796,null,null,null,null,null,null,null,null,null,null,null,null,null,null,8785,739.19500000000005]
[8792,739.38400000000001,null,null,null,null,null,8792,739.44095112285333,null,null,null,null,null,null,null,null,null,null,null,null,null,null,8797,739.51900000000001]
[8801,739.62699999999995,null,null,null,null,null,8801,739.68348745046228,null,null,null,null,null,null,null,null,null,null,null,null,null,null,8806,739.76199999999994]
[8810,739.87,null,null,null,null,null,8810,739.92602377807123,null,null,null,null,null,null,null,null,null,null,null,null,null,null,8815,740.005]
[8817,740.05899999999997,null,null,null,null,null,8817,740.11466314398933,null,null,null,null,null,null,null,null,null,null,null,null,null,null,8822,740.19399999999996]
[8829,740.38300000000004,null,null,null,null,null,8829,740.43804491413471,null,null,null,null,null,null,null,null,null,null,null,null,null,null,8834,740.51800000000003]
[8832,740.46399999999994,null,null,null,null,null,8832,740.51889035667102,null,null,null,null,null,null,null,null,null,null,null,null,null,null,8837,740.59900000000005]
[8847,740.86900000000003,null,null,null,null,null,8847,740.9231175693526,null,null,null,null,null,null,null,null,null,null,null,null,null,null,8852,741.00400000000002]
[8850,740.95,null,null,null,null,null,8850,741.00396301188903,null,null,null,null,null,null,null,null,null,null,null,null,null,null,8855,741.08500000000004]
[8866,741.38199999999995,null,null,null,null,null,8866,741.43513870541608,null,null,null,null,null,null,null,null,null,null,null,null,null,null,8871,741.51700000000005]
[8871,741.51700000000005,null,null,null,null,null,8871,741.56988110964323,null,null,null,null,null,null,null,null,null,null,null,null,null,null,8876,741.65200000000004]
[8880,741.76,null,null,null,null,null,8880,741.81241743725229,null,null,null,null,null,null,null,null,null,null,null,null,null,null,8885,741.89499999999998]
[8887,741.94899999999996,null,null,null,null,null,8887,742.0010568031704,null,null,null,null,null,null,null,null,null,null,null,null,null,null,8892,742.08399999999995]
[8899,742.27300000000002,null,null,null,null,null,8899,742.32443857331566,null,null,null,null,null,null,null,null,null,null,null,null,null,null,8904,742.40800000000002]
[8902,742.35400000000004,null,null,null,null,null,8902,742.40528401585198,null,null,null,null,null,null,null,null,null,null,null,null,null,null,8907,742.48900000000003]
[8917,742.75900000000001,null,null,null,null,null,8917,742.80951122853367,null,null,null,null,null,null,null,null,null,null,null,null,null,null,8922,742.89400000000001]
[8920,742.84,null,null,null,null,null,8920,742.89035667106998,null,null,null,null,null,null,null,null,null,null,null,null,null,null,8925,742.97500000000002]
[8936,743.27200000000005,null,null,null,null,null,8936,743.32153236459703,null,null,null,null,null,null,null,null,null,null,null,null,null,null,8941,743.40700000000004]
[8941,743.40700000000004,null,null,null,null,null,8941,743.45627476882419,null,null,null,null,null,null,null,null,null,null,null,null,null,null,8946,743.54200000000003]
[8950,743.65,null,null,null,null,null,8950,743.69881109643325,null,null,null,null,null,null,null,null,null,null,null,null,null,null,8955,743.78499999999997]
[8957,743.83899999999994,null,null,null,null,null,8957,743.88745046235135,null,null,null,null,null,null,null,null,null,null,null,null,null,null,8962,743.97400000000005]
[8969,744.16300000000001,null,null,null,null,null,8969,744.21083223249661,null,null,null,null,null,null,null,null,null,null,null,null,null,null,8974,744.298]
[8972,744.24400000000003,null,null,null,null,null,8972,744.29167767503293,null,null,null,null,null,null,null,null,null,null,null,null,null,null,8977,744.37900000000002]
[8987,744.649,null,null,null,null,null,8987,744.69590488771462,null,null,null,null,null,null,null,null,null,null,null,null,null,null,8992,744.78399999999999]
[8990,744.73,null,null,null,null,null,8990,744.77675033025093,null,null,null,null,null,null,null,null,null,null,null,null,null,null,8995,744.86500000000001]
[9006,745.14400000000001,null,null,null,null,null,9006,745.19048877146622,null,null,null,null,null,null,null,null,null,null,null,null,null,null,9011,745.26400000000001]
[9011,745.26400000000001,null,null,null,null,null,9011,745.31070013210035,null,null,null,null,null,null,null,null,null,null,null,null,null,null,9016,745.38400000000001]
[9020,745.48,null,null,null,null,null,9020,745.52708058124165,null,null,null,null,null,null,null,null,null,null,null,null,null,null,9025,745.6]
[9027,745.64800000000002,null,null,null,null,null,9027,745.69537648612936,null,null,null,null,null,null,null,null,null,null,null,null,null,null,9032,745.76800000000003]
[9039,745.93600000000004,null,null,null,null,null,9039,745.98388375165121,null,null,null,null,null,null,null,null,null,null,null,null,null,null,9044,746.05600000000004]
[9042,746.00800000000004,null,null,null,null,null,9042,746.05601056803164,null,null,null,null,null,null,null,null,null,null,null,null,null,null,9047,746.12800000000004]
[9057,746.36800000000005,null,null,null,null,null,9057,746.41664464993391,null,null,null,null,null,null,null,null,null,null,null,null,null,null,9062,746.48800000000006]
[9060,746.44,null,null,null,null,null,9060,746.48877146631435,null,null,null,null,null,null,null,null,null,null,null,null,null,null,9065,{"$f":"SUM(Y$8997+((Y$9997-Y$8997)*((X9062-X$8997)/(X$9997-X$8997))))","v":746.56}]
[9076,746.82399999999996,null,null,null,null,null,9076,746.87344782034336,null,null,null,null,null,null,null,null,null,null,null,null,null,null,9081,746.94399999999996]
[9081,746.94399999999996,null,null,null,null,null,9081,746.99365918097749,null,null,null,null,null,null,null,null,null,null,null,null,null,null,9086,747.06399999999996]
[9090,747.16,null,null,null,null,null,9090,747.21003963011879,null,null,null,null,null,null,null,null,null,null,null,null,null,null,{"$f":"X9091+1","v":9095},747.28]
[9097,747.32799999999997,null,null,null,null,null,9097,747.3783355350065,null,null,null,null,null,null,null,null,null,null,null,null,null,null,9102,747.44799999999998]
[9109,747.61599999999999,null,null,null,null,null,9109,747.66684280052834,null,null,null,null,null,null,null,null,null,null,null,null,null,null,9114,747.73599999999999]
[9112,747.68799999999999,null,null,null,null,null,9112,747.73896961690878,null,null,null,null,null,null,null,null,null,null,null,null,null,null,9117,747.80799999999999]
[9127,748.048,null,null,null,null,null,9127,748.09960369881105,null,null,null,null,null,null,null,null,null,null,null,null,null,null,9132,748.16800000000001]
[9130,748.12,null,null,null,null,null,9130,{"$f":"SUM($F$53+(($F$54-$F$53)*((H9132-$E$53)/($E$54-$E$53))))","v":748.17173051519148},null,null,null,null,null,null,null,null,null,null,null,null,null,null,9135,748.24]
[9146,748.50400000000002,null,null,null,null,null,9146,748.55640686922061,null,null,null,null,null,null,null,null,null,null,null,null,null,null,9151,748.62400000000002]
[9151,748.62400000000002,null,null,null,null,null,9151,748.67661822985463,null,null,null,null,null,null,null,null,null,null,null,null,null,null,9156,748.74400000000003]
[9160,748.84,null,null,null,null,null,9160,748.89299867899604,null,null,null,null,null,null,null,null,null,null,null,null,null,null,9165,748.96]
[9167,749.00800000000004,null,null,null,null,null,9167,749.06129458388375,null,null,null,null,null,null,null,null,null,null,null,null,null,null,9172,749.12800000000004]
[9179,749.29600000000005,null,null,null,null,null,9179,749.34980184940548,null,null,null,null,null,null,null,null,null,null,null,null,null,null,9184,749.41600000000005]
[9182,749.36800000000005,null,null,null,null,null,9182,749.42192866578591,null,null,null,null,null,null,null,null,null,null,null,null,null,null,9187,749.48800000000006]
[9197,749.72799999999995,null,null,null,null,null,9197,749.78256274768819,null,null,null,null,null,null,null,null,null,null,null,null,null,null,9202,749.84799999999996]
[9200,749.8,null,null,null,null,null,9200,749.85468956406862,null,null,null,null,null,null,null,null,null,null,null,null,null,null,9205,749.92]
[9216,750.18399999999997,null,null,null,null,null,9216,750.23936591809775,null,null,null,null,null,null,null,null,null,null,null,null,null,null,9221,750.30399999999997]
[9221,750.30399999999997,null,null,null,null,null,9221,750.35957727873176,null,null,null,null,null,null,null,null,null,null,null,null,null,null,9226,750.42399999999998]
[9225,750.4,null,null,null,null,null,9225,750.45574636723904,null,null,null,null,null,null,null,null,null,null,null,null,null,null,9230,750.52]
[9237,750.68799999999999,null,null,null,null,null,9237,750.74425363276089,null,null,null,null,null,null,null,null,null,null,null,null,null,null,9242,750.80799999999999]
[9249,750.976,null,null,null,null,null,9249,751.03276089828262,null,null,null,null,null,null,null,null,null,null,null,null,null,null,9254,751.096]
[9252,751.048,null,null,null,null,null,9252,751.10488771466305,null,null,null,null,null,null,null,null,null,null,null,null,null,null,9257,{"$f":"SUM(Y$8997+((Y$9997-Y$8997)*((X9254-X$8997)/(X$9997-X$8997))))","v":751.16800000000001}]
[9267,751.40800000000002,null,null,null,null,null,9267,751.46552179656533,null,null,null,null,null,null,null,null,null,null,null,null,null,null,9272,751.52800000000002]
[9270,751.48,null,null,null,null,null,9270,751.53764861294576,null,null,null,null,null,null,null,null,null,null,null,null,null,null,9275,751.6]
[9286,751.86400000000003,null,null,null,null,null,9286,751.92232496697488,null,null,null,null,null,null,null,null,null,null,null,null,null,null,9291,751.98400000000004]
[9291,751.98400000000004,null,null,null,null,null,9291,752.0425363276089,null,null,null,null,null,null,null,null,null,null,null,null,null,null,9296,752.10400000000004]
[9295,752.08,null,null,null,null,null,9295,752.13870541611618,null,null,null,null,null,null,null,null,null,null,null,null,null,null,9300,752.2]
[9307,752.36800000000005,null,null,null,null,null,9307,752.42721268163803,null,null,null,null,null,null,null,null,null,null,null,null,null,null,9312,752.48800000000006]
[9319,752.65599999999995,null,null,null,null,null,9319,752.71571994715976,null,null,null,null,null,null,null,null,null,null,null,null,null,null,9324,752.77599999999995]
[9322,752.72799999999995,null,null,null,null,null,9322,{"$f":"SUM($F$53+(($F$54-$F$53)*((H9324-$E$53)/($E$54-$E$53))))","v":752.7878467635403},null,null,null,null,null,null,null,null,null,null,null,null,null,null,9327,752.84799999999996]
[9337,753.08799999999997,null,null,null,null,null,9337,753.14848084544246,null,null,null,null,null,null,null,null,null,null,null,null,null,null,9342,753.20799999999997]
[9344,753.25599999999997,null,null,null,null,null,9344,753.31677675033018,null,null,null,null,null,null,null,null,null,null,null,null,null,null,9349,753.37599999999998]
[9356,753.54399999999998,null,null,null,null,null,9356,753.60528401585202,null,null,null,null,null,null,null,null,null,null,null,null,null,null,9361,753.66399999999999]
[9361,753.66399999999999,null,null,null,null,null,9361,753.72549537648604,null,null,null,null,null,null,null,null,null,null,null,null,null,null,9366,753.78399999999999]
[9365,753.76,null,null,null,null,null,9365,753.82166446499332,null,null,null,null,null,null,null,null,null,null,null,null,null,null,9370,753.88]
[9377,754.048,null,null,null,null,null,9377,754.11017173051516,null,null,null,null,null,null,null,null,null,null,null,null,null,null,9382,754.16800000000001]
[9389,754.33600000000001,null,null,null,null,null,9389,754.39867899603701,null,null,null,null,null,null,null,null,null,null,null,null,null,null,9394,754.45600000000002]
[9392,754.40800000000002,null,null,null,null,null,9392,754.47080581241744,null,null,null,null,null,null,null,null,null,null,null,null,null,null,9397,754.52800000000002]
[9407,754.76800000000003,null,null,null,null,null,9407,754.8314398943196,null,null,null,null,null,null,null,null,null,null,null,null,null,null,9412,754.88800000000003]
[9414,754.93600000000004,null,null,null,null,null,9414,754.99973579920731,null,null,null,null,null,null,null,null,null,null,null,null,null,null,9419,755.05600000000004]
[9426,755.22400000000005,null,null,null,null,null,9426,755.28824306472916,null,null,null,null,null,null,null,null,null,null,null,null,null,null,9431,755.34400000000005]
[9431,755.34400000000005,null,null,null,null,null,9431,755.40845442536329,null,null,null,null,null,null,null,null,null,null,null,null,null,null,9436,755.46400000000006]
[9435,755.44,null,null,null,null,null,9435,755.50462351387046,null,null,null,null,null,null,null,null,null,null,null,null,null,null,9440,755.56]
[9447,755.72799999999995,null,null,null,null,null,9447,755.7931307793923,null,null,null,null,null,null,null,null,null,null,null,null,null,null,9452,755.84799999999996]
[9459,756.01599999999996,null,null,null,null,null,9459,756.08163804491414,null,null,null,null,null,null,null,null,null,null,null,null,null,null,9464,756.13599999999997]
[9462,756.08799999999997,null,null,null,null,null,9462,756.15376486129458,null,null,null,null,null,null,null,null,null,null,null,null,null,null,9467,756.20799999999997]
[9477,756.44799999999998,null,null,null,null,null,9477,756.51439894319685,null,null,null,null,null,null,null,null,null,null,null,null,null,null,9482,756.56799999999998]
[9484,756.61599999999999,null,null,null,null,null,9484,756.68269484808457,null,null,null,null,null,null,null,null,null,null,null,null,null,null,9489,756.73599999999999]
[9496,756.904,null,null,null,null,null,9496,756.9712021136063,null,null,null,null,null,null,null,null,null,null,null,null,null,null,9501,757.024]
[9501,757.024,null,null,null,null,null,9501,757.09141347424043,null,null,null,null,null,null,null,null,null,null,null,null,null,null,9506,757.14400000000001]
[9505,757.12,null,null,null,null,null,9505,757.18758256274771,null,null,null,null,null,null,null,null,null,null,null,null,null,null,9510,757.24]
[9517,757.40800000000002,null,null,null,null,null,9517,757.47608982826944,null,null,null,null,null,null,null,null,null,null,null,null,null,null,9522,757.52800000000002]
[9524,757.57600000000002,null,null,null,null,null,9524,757.64438573315715,null,null,null,null,null,null,null,null,null,null,null,null,null,null,9529,757.69600000000003]
[9532,757.76800000000003,null,null,null,null,null,9532,757.83672391017171,null,null,null,null,null,null,null,null,null,null,null,null,null,null,9537,757.88800000000003]
[9547,758.12800000000004,null,null,null,null,null,9547,758.19735799207399,null,null,null,null,null,null,null,null,null,null,null,null,null,null,9552,758.24800000000005]
[9554,758.29600000000005,null,null,null,null,null,9554,758.3656538969617,null,null,null,null,null,null,null,null,null,null,null,null,null,null,9559,758.41600000000005]
[9566,758.58399999999995,null,null,null,null,null,9566,758.65416116248343,null,null,null,null,null,null,null,null,null,null,null,null,null,null,9571,758.70399999999995]
[9571,758.70399999999995,null,null,null,null,null,9571,758.77437252311756,null,null,null,null,null,null,null,null,null,null,null,null,null,null,9576,758.82399999999996]
[9575,758.8,null,null,null,null,null,9575,758.87054161162484,null,null,null,null,null,null,null,null,null,null,null,null,null,null,9580,758.92]
[9587,759.08799999999997,null,null,null,null,null,9587,759.15904887714657,null,null,null,null,null,null,null,null,null,null,null,null,null,null,9592,759.20799999999997]
[9594,759.25599999999997,null,null,null,null,null,9594,759.32734478203429,null,null,null,null,null,null,null,null,null,null,null,null,null,null,9599,759.37599999999998]
[9602,759.44799999999998,null,null,null,null,null,9602,759.51968295904885,null,null,null,null,null,null,null,null,null,null,null,null,null,null,{"$f":"X9603+1","v":9607},759.56799999999998]
[9617,759.80799999999999,null,null,null,null,null,9617,759.88031704095113,null,null,null,null,null,null,null,null,null,null,null,null,null,null,9622,759.928]
[9624,759.976,null,null,null,null,null,9624,760.04861294583884,null,null,null,null,null,null,null,null,null,null,null,null,null,null,9629,760.096]
[9636,760.26400000000001,null,null,null,null,null,9636,760.33712021136057,null,null,null,null,null,null,null,null,null,null,null,null,null,null,9641,{"$f":"SUM(Y$8997+((Y$9997-Y$8997)*((X9638-X$8997)/(X$9997-X$8997))))","v":760.38400000000001}]
[9641,760.38400000000001,null,null,null,null,null,9641,760.4573315719947,null,null,null,null,null,null,null,null,null,null,null,null,null,null,9646,760.50400000000002]
[9645,760.48,null,null,null,null,null,9645,760.55350066050198,null,null,null,null,null,null,null,null,null,null,null,null,null,null,9650,760.6]
[9657,760.76800000000003,null,null,null,null,null,9657,760.84200792602371,null,null,null,null,null,null,null,null,null,null,null,null,null,null,9662,760.88800000000003]
[9664,760.93600000000004,null,null,null,null,null,9664,761.01030383091143,null,null,null,null,null,null,null,null,null,null,null,null,null,null,9669,761.05600000000004]
[9672,761.12800000000004,null,null,null,null,null,9672,761.20264200792599,null,null,null,null,null,null,null,null,null,null,null,null,null,null,9677,761.24800000000005]
[9687,761.48800000000006,null,null,null,null,null,9687,761.56327608982826,null,null,null,null,null,null,null,null,null,null,null,null,null,null,9692,761.60799999999995]
[9694,761.65599999999995,null,null,null,null,null,9694,761.73157199471598,null,null,null,null,null,null,null,null,null,null,null,null,null,null,9699,761.77599999999995]
[9706,761.94399999999996,null,null,null,null,null,9706,{"$f":"SUM($F$53+(($F$54-$F$53)*((H9708-$E$53)/($E$54-$E$53))))","v":762.02007926023771},null,null,null,null,null,null,null,null,null,null,null,null,null,null,9711,762.06399999999996]
[9711,762.06399999999996,null,null,null,null,null,9711,762.14029062087184,null,null,null,null,null,null,null,null,null,null,null,null,null,null,9716,762.18399999999997]
[9715,762.16,null,null,null,null,null,9715,762.23645970937912,null,null,null,null,null,null,null,null,null,null,null,null,null,null,9720,762.28]
[9727,762.44799999999998,null,null,null,null,null,9727,762.52496697490096,null,null,null,null,null,null,null,null,null,null,null,null,null,null,9732,762.56799999999998]
[9734,762.61599999999999,null,null,null,null,null,9734,762.69326287978868,null,null,null,null,null,null,null,null,null,null,null,null,null,null,9739,762.73599999999999]
[9746,762.904,null,null,null,null,null,9746,762.98177014531041,null,null,null,null,null,null,null,null,null,null,null,null,null,null,9751,763.024]
[9751,763.024,null,null,null,null,null,9751,763.10198150594454,null,null,null,null,null,null,null,null,null,null,null,null,null,null,9756,763.14400000000001]
[9752,763.048,null,null,null,null,null,9752,763.12602377807127,null,null,null,null,null,null,null,null,null,null,null,null,null,null,9757,763.16800000000001]
[9753,763.072,null,null,null,null,null,9753,763.15006605019812,null,null,null,null,null,null,null,null,null,null,null,null,null,null,9758,763.19200000000001]
[9754,763.096,null,null,null,null,null,9754,763.17410832232497,null,null,null,null,null,null,null,null,null,null,null,null,null,null,9759,763.21600000000001]
[9755,763.12,null,null,null,null,null,9755,763.19815059445182,null,null,null,null,null,null,null,null,null,null,null,null,null,null,9760,763.24]
[9756,763.14400000000001,null,null,null,null,null,9756,763.22219286657855,null,null,null,null,null,null,null,null,null,null,null,null,null,null,9761,763.26400000000001]
[9757,763.16800000000001,null,null,null,null,null,9757,763.2462351387054,null,null,null,null,null,null,null,null,null,null,null,null,null,null,9762,763.28800000000001]
[9758,763.19200000000001,null,null,null,null,null,9758,763.27027741083225,null,null,null,null,null,null,null,null,null,null,null,null,null,null,9763,763.31200000000001]
[9759,763.21600000000001,null,null,null,null,null,9759,763.29431968295899,null,null,null,null,null,null,null,null,null,null,null,null,null,null,9764,763.33600000000001]
[9760,763.24,null,null,null,null,null,9760,763.31836195508583,null,null,null,null,null,null,null,null,null,null,null,null,null,null,9765,763.36]
[9761,763.26400000000001,null,null,null,null,null,9761,763.34240422721268,null,null,null,null,null,null,null,null,null,null,null,null,null,null,9766,763.38400000000001]
[9762,763.28800000000001,null,null,null,null,null,9762,763.36644649933953,null,null,null,null,null,null,null,null,null,null,null,null,null,null,9767,763.40800000000002]
[9763,763.31200000000001,null,null,null,null,null,9763,763.39048877146627,null,null,null,null,null,null,null,null,null,null,null,null,null,null,9768,763.43200000000002]
[9764,763.33600000000001,null,null,null,null,null,9764,763.41453104359312,null,null,null,null,null,null,null,null,null,null,null,null,null,null,9769,{"$f":"SUM(Y$8997+((Y$9997-Y$8997)*((X9766-X$8997)/(X$9997-X$8997))))","v":763.45600000000002}]
[9765,763.36,null,null,null,null,null,9765,763.43857331571996,null,null,null,null,null,null,null,null,null,null,null,null,null,null,9770,763.48]
[9766,763.38400000000001,null,null,null,null,null,9766,763.4626155878467,null,null,null,null,null,null,null,null,null,null,null,null,null,null,9771,763.50400000000002]
[9767,763.40800000000002,null,null,null,null,null,9767,763.48665785997355,null,null,null,null,null,null,null,null,null,null,null,null,null,null,9772,763.52800000000002]
[9768,763.43200000000002,null,null,null,null,null,9768,763.5107001321004,null,null,null,null,null,null,null,null,null,null,null,null,null,null,9773,763.55200000000002]
[9769,763.45600000000002,null,null,null,null,null,9769,763.53474240422725,null,null,null,null,null,null,null,null,null,null,null,null,null,null,9774,763.57600000000002]
[9770,763.48,null,null,null,null,null,9770,{"$f":"SUM($F$53+(($F$54-$F$53)*((H9772-$E$53)/($E$54-$E$53))))","v":763.55878467635398},null,null,null,null,null,null,null,null,null,null,null,null,null,null,9775,763.6]
[9771,763.50400000000002,null,null,null,null,null,9771,763.58282694848083,null,null,null,null,null,null,null,null,null,null,null,null,null,null,9776,763.62400000000002]
[9772,763.52800000000002,null,null,null,null,null,9772,763.60686922060768,null,null,null,null,null,null,null,null,null,null,null,null,null,null,9777,763.64800000000002]
[9773,763.55200000000002,null,null,null,null,null,9773,763.63091149273441,null,null,null,null,null,null,null,null,null,null,null,null,null,null,9778,763.67200000000003]
[9774,763.57600000000002,null,null,null,null,null,9774,763.65495376486126,null,null,null,null,null,null,null,null,null,null,null,null,null,null,9779,763.69600000000003]
[9775,763.6,null,null,null,null,null,9775,763.67899603698811,null,null,null,null,null,null,null,null,null,null,null,null,null,null,9780,763.72]
[9776,763.62400000000002,null,null,null,null,null,9776,763.70303830911496,null,null,null,null,null,null,null,null,null,null,null,null,null,null,9781,763.74400000000003]
[9777,763.64800000000002,null,null,null,null,null,9777,763.72708058124169,null,null,null,null,null,null,null,null,null,null,null,null,null,null,9782,763.76800000000003]
[9778,763.67200000000003,null,null,null,null,null,9778,763.75112285336854,null,null,null,null,null,null,null,null,null,null,null,null,null,null,9783,763.79200000000003]
[9779,763.69600000000003,null,null,null,null,null,9779,763.77516512549539,null,null,null,null,null,null,null,null,null,null,null,null,null,null,9784,763.81600000000003]
[9780,763.72,null,null,null,null,null,9780,763.79920739762224,null,null,null,null,null,null,null,null,null,null,null,null,null,null,9785,763.84]
[9781,763.74400000000003,null,null,null,null,null,9781,763.82324966974898,null,null,null,null,null,null,null,null,null,null,null,null,null,null,9786,763.86400000000003]
[9782,763.76800000000003,null,null,null,null,null,9782,763.84729194187582,null,null,null,null,null,null,null,null,null,null,null,null,null,null,9787,763.88800000000003]
[9783,763.79200000000003,null,null,null,null,null,9783,763.87133421400267,null,null,null,null,null,null,null,null,null,null,null,null,null,null,9788,763.91200000000003]
[9784,763.81600000000003,null,null,null,null,null,9784,763.89537648612941,null,null,null,null,null,null,null,null,null,null,null,null,null,null,9789,763.93600000000004]
[9785,763.84,null,null,null,null,null,9785,763.91941875825626,null,null,null,null,null,null,null,null,null,null,null,null,null,null,9790,763.96]
[9786,763.86400000000003,null,null,null,null,null,9786,763.94346103038311,null,null,null,null,null,null,null,null,null,null,null,null,null,null,9791,763.98400000000004]
[9787,763.88800000000003,null,null,null,null,null,9787,763.96750330250984,null,null,null,null,null,null,null,null,null,null,null,null,null,null,9792,764.00800000000004]
[9788,763.91200000000003,null,null,null,null,null,9788,763.99154557463669,null,null,null,null,null,null,null,null,null,null,null,null,null,null,9793,764.03200000000004]
[9789,763.93600000000004,null,null,null,null,null,9789,764.01558784676354,null,null,null,null,null,null,null,null,null,null,null,null,null,null,9794,764.05600000000004]
[9790,763.96,null,null,null,null,null,9790,764.03963011889039,null,null,null,null,null,null,null,null,null,null,null,null,null,null,9795,764.08]
[9791,763.98400000000004,null,null,null,null,null,9791,764.06367239101712,null,null,null,null,null,null,null,null,null,null,null,null,null,null,9796,764.10400000000004]
[9792,764.00800000000004,null,null,null,null,null,9792,764.08771466314397,null,null,null,null,null,null,null,null,null,null,null,null,null,null,9797,764.12800000000004]
[9793,764.03200000000004,null,null,null,null,null,9793,764.11175693527082,null,null,null,null,null,null,null,null,null,null,null,null,null,null,9798,764.15200000000004]
[9794,764.05600000000004,null,null,null,null,null,9794,764.13579920739767,null,null,null,null,null,null,null,null,null,null,null,null,null,null,{"$f":"X9795+1","v":9799},764.17600000000004]
[9795,764.08,null,null,null,null,null,9795,764.1598414795244,null,null,null,null,null,null,null,null,null,null,null,null,null,null,9800,764.2]
[9796,764.10400000000004,null,null,null,null,null,9796,764.18388375165125,null,null,null,null,null,null,null,null,null,null,null,null,null,null,9801,764.22400000000005]
[9797,764.12800000000004,null,null,null,null,null,9797,764.2079260237781,null,null,null,null,null,null,null,null,null,null,null,null,null,null,9802,764.24800000000005]
[9798,764.15200000000004,null,null,null,null,null,9798,764.23196829590484,null,null,null,null,null,null,null,null,null,null,null,null,null,null,9803,764.27200000000005]
[{"$f":"A9800+1","v":9799},764.17600000000004,null,null,null,null,null,{"$f":"H9800+1","v":9799},764.25601056803168,null,null,null,null,null,null,null,null,null,null,null,null,null,null,9804,764.29600000000005]
[9800,764.2,null,null,null,null,null,9800,764.28005284015853,null,null,null,null,null,null,null,null,null,null,null,null,null,null,9805,764.32]
[9801,764.22400000000005,null,null,null,null,null,9801,764.30409511228538,null,null,null,null,null,null,null,null,null,null,null,null,null,null,9806,764.34400000000005]
[9802,764.24800000000005,null,null,null,null,null,9802,764.32813738441212,null,null,null,null,null,null,null,null,null,null,null,null,null,null,9807,764.36800000000005]
[9803,764.27200000000005,null,null,null,null,null,9803,764.35217965653896,null,null,null,null,null,null,null,null,null,null,null,null,null,null,9808,764.39200000000005]
[9804,764.29600000000005,null,null,null,null,null,9804,764.37622192866581,null,null,null,null,null,null,null,null,null,null,null,null,null,null,9809,764.41600000000005]
[9805,764.32,null,null,null,null,null,9805,764.40026420079255,null,null,null,null,null,null,null,null,null,null,null,null,null,null,9810,764.44]
[9806,764.34400000000005,null,null,null,null,null,9806,764.4243064729194,null,null,null,null,null,null,null,null,null,null,null,null,null,null,9811,764.46400000000006]
[9807,764.36800000000005,null,null,null,null,null,9807,764.44834874504625,null,null,null,null,null,null,null,null,null,null,null,null,null,null,9812,764.48800000000006]
[9808,764.39200000000005,null,null,null,null,null,9808,764.47239101717309,null,null,null,null,null,null,null,null,null,null,null,null,null,null,9813,764.51199999999994]
[9809,764.41600000000005,null,null,null,null,null,9809,764.49643328929983,null,null,null,null,null,null,null,null,null,null,null,null,null,null,9814,764.53599999999994]
[9810,764.44,null,null,null,null,null,9810,764.52047556142668,null,null,null,null,null,null,null,null,null,null,null,null,null,null,9815,764.56]
[9811,764.46400000000006,null,null,null,null,null,9811,764.54451783355353,null,null,null,null,null,null,null,null,null,null,null,null,null,null,9816,764.58399999999995]
[9812,764.48800000000006,null,null,null,null,null,9812,764.56856010568026,null,null,null,null,null,null,null,null,null,null,null,null,null,null,9817,764.60799999999995]
[9813,764.51199999999994,null,null,null,null,null,9813,764.59260237780711,null,null,null,null,null,null,null,null,null,null,null,null,null,null,9818,764.63199999999995]
[9814,764.53599999999994,null,null,null,null,null,9814,764.61664464993396,null,null,null,null,null,null,null,null,null,null,null,null,null,null,9819,764.65599999999995]
[9815,764.56,null,null,null,null,null,9815,764.64068692206081,null,null,null,null,null,null,null,null,null,null,null,null,null,null,9820,764.68]
[9816,764.58399999999995,null,null,null,null,null,9816,764.66472919418754,null,null,null,null,null,null,null,null,null,null,null,null,null,null,9821,764.70399999999995]
[9817,764.60799999999995,null,null,null,null,null,9817,764.68877146631439,null,null,null,null,null,null,null,null,null,null,null,null,null,null,9822,764.72799999999995]
[9818,764.63199999999995,null,null,null,null,null,9818,764.71281373844124,null,null,null,null,null,null,null,null,null,null,null,null,null,null,9823,764.75199999999995]
[9819,764.65599999999995,null,null,null,null,null,9819,764.73685601056798,null,null,null,null,null,null,null,null,null,null,null,null,null,null,9824,764.77599999999995]
[9820,764.68,null,null,null,null,null,9820,764.76089828269482,null,null,null,null,null,null,null,null,null,null,null,null,null,null,9825,764.8]
[9821,764.70399999999995,null,null,null,null,null,9821,764.78494055482167,null,null,null,null,null,null,null,null,null,null,null,null,null,null,9826,764.82399999999996]
[9822,764.72799999999995,null,null,null,null,null,9822,764.80898282694852,null,null,null,null,null,null,null,null,null,null,null,null,null,null,9827,764.84799999999996]
[9823,764.75199999999995,null,null,null,null,null,9823,764.83302509907526,null,null,null,null,null,null,null,null,null,null,null,null,null,null,9828,764.87199999999996]
[9824,764.77599999999995,null,null,null,null,null,9824,764.85706737120211,null,null,null,null,null,null,null,null,null,null,null,null,null,null,9829,764.89599999999996]
[9825,764.8,null,null,null,null,null,9825,764.88110964332895,null,null,null,null,null,null,null,null,null,null,null,null,null,null,9830,764.92]
[9826,764.82399999999996,null,null,null,null,null,9826,764.90515191545569,null,null,null,null,null,null,null,null,null,null,null,null,null,null,9831,764.94399999999996]
[9827,764.84799999999996,null,null,null,null,null,9827,764.92919418758254,null,null,null,null,null,null,null,null,null,null,null,null,null,null,9832,764.96799999999996]
[9828,764.87199999999996,null,null,null,null,null,9828,764.95323645970939,null,null,null,null,null,null,null,null,null,null,null,null,null,null,9833,{"$f":"SUM(Y$8997+((Y$9997-Y$8997)*((X9830-X$8997)/(X$9997-X$8997))))","v":764.99199999999996}]
[9829,764.89599999999996,null,null,null,null,null,9829,764.97727873183624,null,null,null,null,null,null,null,null,null,null,null,null,null,null,9834,765.01599999999996]
[9830,764.92,null,null,null,null,null,9830,765.00132100396297,null,null,null,null,null,null,null,null,null,null,null,null,null,null,9835,765.04]
[9831,764.94399999999996,null,null,null,null,null,9831,765.02536327608982,null,null,null,null,null,null,null,null,null,null,null,null,null,null,9836,765.06399999999996]
[9832,764.96799999999996,null,null,null,null,null,9832,765.04940554821667,null,null,null,null,null,null,null,null,null,null,null,null,null,null,9837,765.08799999999997]
[9833,764.99199999999996,null,null,null,null,null,9833,765.0734478203434,null,null,null,null,null,null,null,null,null,null,null,null,null,null,9838,765.11199999999997]
[9834,765.01599999999996,null,null,null,null,null,9834,{"$f":"SUM($F$53+(($F$54-$F$53)*((H9836-$E$53)/($E$54-$E$53))))","v":765.09749009247025},null,null,null,null,null,null,null,null,null,null,null,null,null,null,9839,765.13599999999997]
[9835,765.04,null,null,null,null,null,9835,765.1215323645971,null,null,null,null,null,null,null,null,null,null,null,null,null,null,9840,765.16]
[9836,765.06399999999996,null,null,null,null,null,9836,765.14557463672395,null,null,null,null,null,null,null,null,null,null,null,null,null,null,9841,765.18399999999997]
[9837,765.08799999999997,null,null,null,null,null,9837,765.16961690885068,null,null,null,null,null,null,null,null,null,null,null,null,null,null,9842,765.20799999999997]
[9838,765.11199999999997,null,null,null,null,null,9838,765.19365918097753,null,null,null,null,null,null,null,null,null,null,null,null,null,null,9843,765.23199999999997]
[9839,765.13599999999997,null,null,null,null,null,9839,765.21770145310438,null,null,null,null,null,null,null,null,null,null,null,null,null,null,9844,765.25599999999997]
[9840,765.16,null,null,null,null,null,9840,765.24174372523112,null,null,null,null,null,null,null,null,null,null,null,null,null,null,9845,765.28]
[9841,765.18399999999997,null,null,null,null,null,9841,765.26578599735797,null,null,null,null,null,null,null,null,null,null,null,null,null,null,9846,765.30399999999997]
[9842,765.20799999999997,null,null,null,null,null,9842,765.28982826948481,null,null,null,null,null,null,null,null,null,null,null,null,null,null,9847,765.32799999999997]
[9843,765.23199999999997,null,null,null,null,null,9843,765.31387054161166,null,null,null,null,null,null,null,null,null,null,null,null,null,null,9848,765.35199999999998]
[9844,765.25599999999997,null,null,null,null,null,9844,765.3379128137384,null,null,null,null,null,null,null,null,null,null,null,null,null,null,9849,765.37599999999998]
[9845,765.28,null,null,null,null,null,9845,765.36195508586525,null,null,null,null,null,null,null,null,null,null,null,null,null,null,9850,765.4]
[9846,765.30399999999997,null,null,null,null,null,9846,765.3859973579921,null,null,null,null,null,null,null,null,null,null,null,null,null,null,9851,765.42399999999998]
[9847,765.32799999999997,null,null,null,null,null,9847,765.41003963011883,null,null,null,null,null,null,null,null,null,null,null,null,null,null,9852,765.44799999999998]
[9848,765.35199999999998,null,null,null,null,null,9848,765.43408190224568,null,null,null,null,null,null,null,null,null,null,null,null,null,null,9853,765.47199999999998]
[9849,765.37599999999998,null,null,null,null,null,9849,765.45812417437253,null,null,null,null,null,null,null,null,null,null,null,null,null,null,9854,765.49599999999998]
[9850,765.4,null,null,null,null,null,9850,765.48216644649938,null,null,null,null,null,null,null,null,null,null,null,null,null,null,9855,765.52]
[9851,765.42399999999998,null,null,null,null,null,9851,765.50620871862611,null,null,null,null,null,null,null,null,null,null,null,null,null,null,9856,765.54399999999998]
[9852,765.44799999999998,null,null,null,null,null,9852,765.53025099075296,null,null,null,null,null,null,null,null,null,null,null,null,null,null,9857,765.56799999999998]
[9853,765.47199999999998,null,null,null,null,null,9853,765.55429326287981,null,null,null,null,null,null,null,null,null,null,null,null,null,null,9858,765.59199999999998]
[9854,765.49599999999998,null,null,null,null,null,9854,765.57833553500654,null,null,null,null,null,null,null,null,null,null,null,null,null,null,9859,765.61599999999999]
[9855,765.52,null,null,null,null,null,9855,765.60237780713339,null,null,null,null,null,null,null,null,null,null,null,null,null,null,9860,765.64]
[9856,765.54399999999998,null,null,null,null,null,9856,765.62642007926024,null,null,null,null,null,null,null,null,null,null,null,null,null,null,9861,765.66399999999999]
[9857,765.56799999999998,null,null,null,null,null,9857,765.65046235138709,null,null,null,null,null,null,null,null,null,null,null,null,null,null,9862,765.68799999999999]
[9858,765.59199999999998,null,null,null,null,null,9858,765.67450462351383,null,null,null,null,null,null,null,null,null,null,null,null,null,null,{"$f":"X9859+1","v":9863},765.71199999999999]
[9859,765.61599999999999,null,null,null,null,null,9859,765.69854689564067,null,null,null,null,null,null,null,null,null,null,null,null,null,null,9864,765.73599999999999]
[9860,765.64,null,null,null,null,null,9860,765.72258916776752,null,null,null,null,null,null,null,null,null,null,null,null,null,null,9865,765.76]
[9861,765.66399999999999,null,null,null,null,null,9861,765.74663143989426,null,null,null,null,null,null,null,null,null,null,null,null,null,null,9866,765.78399999999999]
[9862,765.68799999999999,null,null,null,null,null,9862,765.77067371202111,null,null,null,null,null,null,null,null,null,null,null,null,null,null,9867,765.80799999999999]
[{"$f":"A9864+1","v":9863},765.71199999999999,null,null,null,null,null,{"$f":"H9864+1","v":9863},765.79471598414796,null,null,null,null,null,null,null,null,null,null,null,null,null,null,9868,765.83199999999999]
[9864,765.73599999999999,null,null,null,null,null,9864,765.8187582562748,null,null,null,null,null,null,null,null,null,null,null,null,null,null,9869,765.85599999999999]
[9865,765.76,null,null,null,null,null,9865,765.84280052840154,null,null,null,null,null,null,null,null,null,null,null,null,null,null,9870,765.88]
[9866,765.78399999999999,null,null,null,null,null,9866,765.86684280052839,null,null,null,null,null,null,null,null,null,null,null,null,null,null,9871,765.904]
[9867,765.80799999999999,null,null,null,null,null,9867,765.89088507265524,null,null,null,null,null,null,null,null,null,null,null,null,null,null,9872,765.928]
[9868,765.83199999999999,null,null,null,null,null,9868,765.91492734478197,null,null,null,null,null,null,null,null,null,null,null,null,null,null,9873,765.952]
[9869,765.85599999999999,null,null,null,null,null,9869,765.93896961690882,null,null,null,null,null,null,null,null,null,null,null,null,null,null,9874,765.976]
[9870,765.88,null,null,null,null,null,9870,765.96301188903567,null,null,null,null,null,null,null,null,null,null,null,null,null,null,9875,766]
[9871,765.904,null,null,null,null,null,9871,765.98705416116252,null,null,null,null,null,null,null,null,null,null,null,null,null,null,9876,766.024]
[9872,765.928,null,null,null,null,null,9872,766.01109643328925,null,null,null,null,null,null,null,null,null,null,null,null,null,null,9877,766.048]
[9873,765.952,null,null,null,null,null,9873,766.0351387054161,null,null,null,null,null,null,null,null,null,null,null,null,null,null,9878,766.072]
[9874,765.976,null,null,null,null,null,9874,766.05918097754295,null,null,null,null,null,null,null,null,null,null,null,null,null,null,9879,766.096]
[9875,766,null,null,null,null,null,9875,766.0832232496698,null,null,null,null,null,null,null,null,null,null,null,null,null,null,9880,766.12]
[9876,766.024,null,null,null,null,null,9876,766.10726552179653,null,null,null,null,null,null,null,null,null,null,null,null,null,null,9881,766.14400000000001]
[9877,766.048,null,null,null,null,null,9877,766.13130779392338,null,null,null,null,null,null,null,null,null,null,null,null,null,null,9882,766.16800000000001]
[9878,766.072,null,null,null,null,null,9878,766.15535006605023,null,null,null,null,null,null,null,null,null,null,null,null,null,null,9883,766.19200000000001]
[9879,766.096,null,null,null,null,null,9879,766.17939233817697,null,null,null,null,null,null,null,null,null,null,null,null,null,null,9884,766.21600000000001]
[9880,766.12,null,null,null,null,null,9880,766.20343461030382,null,null,null,null,null,null,null,null,null,null,null,null,null,null,9885,766.24]
[9881,766.14400000000001,null,null,null,null,null,9881,766.22747688243066,null,null,null,null,null,null,null,null,null,null,null,null,null,null,9886,766.26400000000001]
[9882,766.16800000000001,null,null,null,null,null,9882,766.2515191545574,null,null,null,null,null,null,null,null,null,null,null,null,null,null,9887,766.28800000000001]
[9883,766.19200000000001,null,null,null,null,null,9883,766.27556142668425,null,null,null,null,null,null,null,null,null,null,null,null,null,null,9888,766.31200000000001]
[9884,766.21600000000001,null,null,null,null,null,9884,766.2996036988111,null,null,null,null,null,null,null,null,null,null,null,null,null,null,9889,766.33600000000001]
[9885,766.24,null,null,null,null,null,9885,766.32364597093795,null,null,null,null,null,null,null,null,null,null,null,null,null,null,9890,766.36]
[9886,766.26400000000001,null,null,null,null,null,9886,766.34768824306468,null,null,null,null,null,null,null,null,null,null,null,null,null,null,9891,766.38400000000001]
[9887,766.28800000000001,null,null,null,null,null,9887,766.37173051519153,null,null,null,null,null,null,null,null,null,null,null,null,null,null,9892,766.40800000000002]
[9888,766.31200000000001,null,null,null,null,null,9888,766.39577278731838,null,null,null,null,null,null,null,null,null,null,null,null,null,null,9893,766.43200000000002]
[9889,766.33600000000001,null,null,null,null,null,9889,766.41981505944523,null,null,null,null,null,null,null,null,null,null,null,null,null,null,9894,766.45600000000002]
[9890,766.36,null,null,null,null,null,9890,766.44385733157196,null,null,null,null,null,null,null,null,null,null,null,null,null,null,9895,766.48]
[9891,766.38400000000001,null,null,null,null,null,9891,766.46789960369881,null,null,null,null,null,null,null,null,null,null,null,null,null,null,9896,766.50400000000002]
[9892,766.40800000000002,null,null,null,null,null,9892,766.49194187582566,null,null,null,null,null,null,null,null,null,null,null,null,null,null,9897,{"$f":"SUM(Y$8997+((Y$9997-Y$8997)*((X9894-X$8997)/(X$9997-X$8997))))","v":766.52800000000002}]
[9893,766.43200000000002,null,null,null,null,null,9893,766.51598414795239,null,null,null,null,null,null,null,null,null,null,null,null,null,null,9898,766.55200000000002]
[9894,766.45600000000002,null,null,null,null,null,9894,766.54002642007924,null,null,null,null,null,null,null,null,null,null,null,null,null,null,9899,766.57600000000002]
[9895,766.48,null,null,null,null,null,9895,766.56406869220609,null,null,null,null,null,null,null,null,null,null,null,null,null,null,9900,766.6]
[9896,766.50400000000002,null,null,null,null,null,9896,766.58811096433294,null,null,null,null,null,null,null,null,null,null,null,null,null,null,9901,766.62400000000002]
[9897,766.52800000000002,null,null,null,null,null,9897,766.61215323645968,null,null,null,null,null,null,null,null,null,null,null,null,null,null,9902,766.64800000000002]
[9898,766.55200000000002,null,null,null,null,null,9898,{"$f":"SUM($F$53+(($F$54-$F$53)*((H9900-$E$53)/($E$54-$E$53))))","v":766.63619550858652},null,null,null,null,null,null,null,null,null,null,null,null,null,null,9903,766.67200000000003]
[9899,766.57600000000002,null,null,null,null,null,9899,766.66023778071337,null,null,null,null,null,null,null,null,null,null,null,null,null,null,9904,766.69600000000003]
[9900,766.6,null,null,null,null,null,9900,766.68428005284011,null,null,null,null,null,null,null,null,null,null,null,null,null,null,9905,766.72]
[9901,766.62400000000002,null,null,null,null,null,9901,766.70832232496696,null,null,null,null,null,null,null,null,null,null,null,null,null,null,9906,766.74400000000003]
[9902,766.64800000000002,null,null,null,null,null,9902,766.73236459709381,null,null,null,null,null,null,null,null,null,null,null,null,null,null,9907,766.76800000000003]
[9903,766.67200000000003,null,null,null,null,null,9903,766.75640686922065,null,null,null,null,null,null,null,null,null,null,null,null,null,null,9908,766.79200000000003]
[9904,766.69600000000003,null,null,null,null,null,9904,766.78044914134739,null,null,null,null,null,null,null,null,null,null,null,null,null,null,9909,766.81600000000003]
[9905,766.72,null,null,null,null,null,9905,766.80449141347424,null,null,null,null,null,null,null,null,null,null,null,null,null,null,9910,766.84]
[9906,766.74400000000003,null,null,null,null,null,9906,766.82853368560109,null,null,null,null,null,null,null,null,null,null,null,null,null,null,9911,766.86400000000003]
[9907,766.76800000000003,null,null,null,null,null,9907,766.85257595772782,null,null,null,null,null,null,null,null,null,null,null,null,null,null,9912,766.88800000000003]
[9908,766.79200000000003,null,null,null,null,null,9908,766.87661822985467,null,null,null,null,null,null,null,null,null,null,null,null,null,null,9913,766.91200000000003]
[9909,766.81600000000003,null,null,null,null,null,9909,766.90066050198152,null,null,null,null,null,null,null,null,null,null,null,null,null,null,9914,766.93600000000004]
[9910,766.84,null,null,null,null,null,9910,766.92470277410837,null,null,null,null,null,null,null,null,null,null,null,null,null,null,9915,766.96]
[9911,766.86400000000003,null,null,null,null,null,9911,766.9487450462351,null,null,null,null,null,null,null,null,null,null,null,null,null,null,9916,766.98400000000004]
[9912,766.88800000000003,null,null,null,null,null,9912,766.97278731836195,null,null,null,null,null,null,null,null,null,null,null,null,null,null,9917,767.00800000000004]
[9913,766.91200000000003,null,null,null,null,null,9913,766.9968295904888,null,null,null,null,null,null,null,null,null,null,null,null,null,null,9918,767.03200000000004]
[9914,766.93600000000004,null,null,null,null,null,9914,767.02087186261554,null,null,null,null,null,null,null,null,null,null,null,null,null,null,9919,767.05600000000004]
[9915,766.96,null,null,null,null,null,9915,767.04491413474238,null,null,null,null,null,null,null,null,null,null,null,null,null,null,9920,767.08]
[9916,766.98400000000004,null,null,null,null,null,9916,767.06895640686923,null,null,null,null,null,null,null,null,null,null,null,null,null,null,9921,767.10400000000004]
[9917,767.00800000000004,null,null,null,null,null,9917,767.09299867899608,null,null,null,null,null,null,null,null,null,null,null,null,null,null,9922,767.12800000000004]
[9918,767.03200000000004,null,null,null,null,null,9918,767.11704095112282,null,null,null,null,null,null,null,null,null,null,null,null,null,null,9923,767.15200000000004]
[9919,767.05600000000004,null,null,null,null,null,9919,767.14108322324967,null,null,null,null,null,null,null,null,null,null,null,null,null,null,9924,767.17600000000004]
[9920,767.08,null,null,null,null,null,9920,767.16512549537651,null,null,null,null,null,null,null,null,null,null,null,null,null,null,9925,767.2]
[9921,767.10400000000004,null,null,null,null,null,9921,767.18916776750325,null,null,null,null,null,null,null,null,null,null,null,null,null,null,9926,767.22400000000005]
[9922,767.12800000000004,null,null,null,null,null,9922,767.2132100396301,null,null,null,null,null,null,null,null,null,null,null,null,null,null,{"$f":"X9923+1","v":9927},767.24800000000005]
[9923,767.15200000000004,null,null,null,null,null,9923,767.23725231175695,null,null,null,null,null,null,null,null,null,null,null,null,null,null,9928,767.27200000000005]
[9924,767.17600000000004,null,null,null,null,null,9924,767.2612945838838,null,null,null,null,null,null,null,null,null,null,null,null,null,null,9929,767.29600000000005]
[9925,767.2,null,null,null,null,null,9925,767.28533685601053,null,null,null,null,null,null,null,null,null,null,null,null,null,null,9930,767.32]
[9926,767.22400000000005,null,null,null,null,null,9926,767.30937912813738,null,null,null,null,null,null,null,null,null,null,null,null,null,null,9931,767.34400000000005]
[{"$f":"A9928+1","v":9927},767.24800000000005,null,null,null,null,null,{"$f":"H9928+1","v":9927},767.33342140026423,null,null,null,null,null,null,null,null,null,null,null,null,null,null,9932,767.36800000000005]
[9928,767.27200000000005,null,null,null,null,null,9928,767.35746367239096,null,null,null,null,null,null,null,null,null,null,null,null,null,null,9933,767.39200000000005]
[9929,767.29600000000005,null,null,null,null,null,9929,767.38150594451781,null,null,null,null,null,null,null,null,null,null,null,null,null,null,9934,767.41600000000005]
[9930,767.32,null,null,null,null,null,9930,767.40554821664466,null,null,null,null,null,null,null,null,null,null,null,null,null,null,9935,767.44]
[9931,767.34400000000005,null,null,null,null,null,9931,767.42959048877151,null,null,null,null,null,null,null,null,null,null,null,null,null,null,9936,767.46400000000006]
[9932,767.36800000000005,null,null,null,null,null,9932,767.45363276089824,null,null,null,null,null,null,null,null,null,null,null,null,null,null,9937,767.48800000000006]
[9933,767.39200000000005,null,null,null,null,null,9933,767.47767503302509,null,null,null,null,null,null,null,null,null,null,null,null,null,null,9938,767.51199999999994]
[9934,767.41600000000005,null,null,null,null,null,9934,767.50171730515194,null,null,null,null,null,null,null,null,null,null,null,null,null,null,9939,767.53599999999994]
[9935,767.44,null,null,null,null,null,9935,767.52575957727868,null,null,null,null,null,null,null,null,null,null,null,null,null,null,9940,767.56]
[9936,767.46400000000006,null,null,null,null,null,9936,767.54980184940553,null,null,null,null,null,null,null,null,null,null,null,null,null,null,9941,767.58399999999995]
[9937,767.48800000000006,null,null,null,null,null,9937,767.57384412153237,null,null,null,null,null,null,null,null,null,null,null,null,null,null,9942,767.60799999999995]
[9938,767.51199999999994,null,null,null,null,null,9938,767.59788639365922,null,null,null,null,null,null,null,null,null,null,null,null,null,null,9943,767.63199999999995]
[9939,767.53599999999994,null,null,null,null,null,9939,767.62192866578596,null,null,null,null,null,null,null,null,null,null,null,null,null,null,9944,767.65599999999995]
[9940,767.56,null,null,null,null,null,9940,767.64597093791281,null,null,null,null,null,null,null,null,null,null,null,null,null,null,9945,767.68]
[9941,767.58399999999995,null,null,null,null,null,9941,767.67001321003966,null,null,null,null,null,null,null,null,null,null,null,null,null,null,9946,767.70399999999995]
[9942,767.60799999999995,null,null,null,null,null,9942,767.69405548216639,null,null,null,null,null,null,null,null,null,null,null,null,null,null,9947,767.72799999999995]
[9943,767.63199999999995,null,null,null,null,null,9943,767.71809775429324,null,null,null,null,null,null,null,null,null,null,null,null,null,null,9948,767.75199999999995]
[9944,767.65599999999995,null,null,null,null,null,9944,767.74214002642009,null,null,null,null,null,null,null,null,null,null,null,null,null,null,9949,767.77599999999995]
[9945,767.68,null,null,null,null,null,9945,767.76618229854694,null,null,null,null,null,null,null,null,null,null,null,null,null,null,9950,767.8]
[9946,767.70399999999995,null,null,null,null,null,9946,767.79022457067367,null,null,null,null,null,null,null,null,null,null,null,null,null,null,9951,767.82399999999996]
[9947,767.72799999999995,null,null,null,null,null,9947,767.81426684280052,null,null,null,null,null,null,null,null,null,null,null,null,null,null,9952,767.84799999999996]
[9948,767.75199999999995,null,null,null,null,null,9948,767.83830911492737,null,null,null,null,null,null,null,null,null,null,null,null,null,null,9953,767.87199999999996]
[9949,767.77599999999995,null,null,null,null,null,9949,767.8623513870541,null,null,null,null,null,null,null,null,null,null,null,null,null,null,9954,767.89599999999996]
[9950,767.8,null,null,null,null,null,9950,767.88639365918095,null,null,null,null,null,null,null,null,null,null,null,null,null,null,9955,767.92]
[9951,767.82399999999996,null,null,null,null,null,9951,767.9104359313078,null,null,null,null,null,null,null,null,null,null,null,null,null,null,9956,767.94399999999996]
[9952,767.84799999999996,null,null,null,null,null,9952,767.93447820343465,null,null,null,null,null,null,null,null,null,null,null,null,null,null,9957,767.96799999999996]
[9953,767.87199999999996,null,null,null,null,null,9953,767.95852047556139,null,null,null,null,null,null,null,null,null,null,null,null,null,null,9958,767.99199999999996]
[9954,767.89599999999996,null,null,null,null,null,9954,767.98256274768823,null,null,null,null,null,null,null,null,null,null,null,null,null,null,9959,768.01599999999996]
[9955,767.92,null,null,null,null,null,9955,768.00660501981508,null,null,null,null,null,null,null,null,null,null,null,null,null,null,9960,768.04]
[9956,767.94399999999996,null,null,null,null,null,9956,768.03064729194193,null,null,null,null,null,null,null,null,null,null,null,null,null,null,9961,{"$f":"SUM(Y$8997+((Y$9997-Y$8997)*((X9958-X$8997)/(X$9997-X$8997))))","v":768.06399999999996}]
[9957,767.96799999999996,null,null,null,null,null,9957,768.05468956406867,null,null,null,null,null,null,null,null,null,null,null,null,null,null,9962,768.08799999999997]
[9958,767.99199999999996,null,null,null,null,null,9958,768.07873183619552,null,null,null,null,null,null,null,null,null,null,null,null,null,null,9963,768.11199999999997]
[9959,768.01599999999996,null,null,null,null,null,9959,768.10277410832236,null,null,null,null,null,null,null,null,null,null,null,null,null,null,9964,768.13599999999997]
[9960,768.04,null,null,null,null,null,9960,768.1268163804491,null,null,null,null,null,null,null,null,null,null,null,null,null,null,9965,768.16]
[9961,768.06399999999996,null,null,null,null,null,9961,768.15085865257595,null,null,null,null,null,null,null,null,null,null,null,null,null,null,9966,768.18399999999997]
[9962,768.08799999999997,null,null,null,null,null,9962,{"$f":"SUM($F$53+(($F$54-$F$53)*((H9964-$E$53)/($E$54-$E$53))))","v":768.1749009247028},null,null,null,null,null,null,null,null,null,null,null,null,null,null,9967,768.20799999999997]
[9963,768.11199999999997,null,null,null,null,null,9963,768.19894319682953,null,null,null,null,null,null,null,null,null,null,null,null,null,null,9968,768.23199999999997]
[9964,768.13599999999997,null,null,null,null,null,9964,768.22298546895638,null,null,null,null,null,null,null,null,null,null,null,null,null,null,9969,768.25599999999997]
[9965,768.16,null,null,null,null,null,9965,768.24702774108323,null,null,null,null,null,null,null,null,null,null,null,null,null,null,9970,768.28]
[9966,768.18399999999997,null,null,null,null,null,9966,768.27107001321008,null,null,null,null,null,null,null,null,null,null,null,null,null,null,9971,768.30399999999997]
[9967,768.20799999999997,null,null,null,null,null,9967,768.29511228533681,null,null,null,null,null,null,null,null,null,null,null,null,null,null,9972,768.32799999999997]
[9968,768.23199999999997,null,null,null,null,null,9968,768.31915455746366,null,null,null,null,null,null,null,null,null,null,null,null,null,null,9973,768.35199999999998]
[9969,768.25599999999997,null,null,null,null,null,9969,768.34319682959051,null,null,null,null,null,null,null,null,null,null,null,null,null,null,9974,768.37599999999998]
[9970,768.28,null,null,null,null,null,9970,768.36723910171736,null,null,null,null,null,null,null,null,null,null,null,null,null,null,9975,768.4]
[9971,768.30399999999997,null,null,null,null,null,9971,768.39128137384409,null,null,null,null,null,null,null,null,null,null,null,null,null,null,9976,768.42399999999998]
[9972,768.32799999999997,null,null,null,null,null,9972,768.41532364597094,null,null,null,null,null,null,null,null,null,null,null,null,null,null,9977,768.44799999999998]
[9973,768.35199999999998,null,null,null,null,null,9973,768.43936591809779,null,null,null,null,null,null,null,null,null,null,null,null,null,null,9978,768.47199999999998]
[9974,768.37599999999998,null,null,null,null,null,9974,768.46340819022453,null,null,null,null,null,null,null,null,null,null,null,null,null,null,9979,768.49599999999998]
[9975,768.4,null,null,null,null,null,9975,768.48745046235138,null,null,null,null,null,null,null,null,null,null,null,null,null,null,9980,768.52]
[9976,768.42399999999998,null,null,null,null,null,9976,768.51149273447822,null,null,null,null,null,null,null,null,null,null,null,null,null,null,9981,768.54399999999998]
[9977,768.44799999999998,null,null,null,null,null,9977,768.53553500660507,null,null,null,null,null,null,null,null,null,null,null,null,null,null,9982,768.56799999999998]
[9978,768.47199999999998,null,null,null,null,null,9978,768.55957727873181,null,null,null,null,null,null,null,null,null,null,null,null,null,null,9983,768.59199999999998]
[9979,768.49599999999998,null,null,null,null,null,9979,768.58361955085866,null,null,null,null,null,null,null,null,null,null,null,null,null,null,9984,768.61599999999999]
[9980,768.52,null,null,null,null,null,9980,768.60766182298551,null,null,null,null,null,null,null,null,null,null,null,null,null,null,9985,768.64]
[9981,768.54399999999998,null,null,null,null,null,9981,768.63170409511224,null,null,null,null,null,null,null,null,null,null,null,null,null,null,9986,768.66399999999999]
[9982,768.56799999999998,null,null,null,null,null,9982,768.65574636723909,null,null,null,null,null,null,null,null,null,null,null,null,null,null,9987,768.68799999999999]
[9983,768.59199999999998,null,null,null,null,null,9983,768.67978863936594,null,null,null,null,null,null,null,null,null,null,null,null,null,null,9988,768.71199999999999]
[9984,768.61599999999999,null,null,null,null,null,9984,768.70383091149279,null,null,null,null,null,null,null,null,null,null,null,null,null,null,9989,768.73599999999999]
[9985,768.64,null,null,null,null,null,9985,768.72787318361952,null,null,null,null,null,null,null,null,null,null,null,null,null,null,9990,768.76]
[9986,768.66399999999999,null,null,null,null,null,9986,768.75191545574637,null,null,null,null,null,null,null,null,null,null,null,null,null,null,{"$f":"X9987+1","v":9991},768.78399999999999]
[9987,768.68799999999999,null,null,null,null,null,9987,768.77595772787322,null,null,null,null,null,null,null,null,null,null,null,null,null,null,9992,768.80799999999999]
[9988,768.71199999999999,null,null,null,null,null,9988,768.8,null,null,null,null,null,null,null,null,null,null,null,null,null,null,9993,768.83199999999999]
[9989,768.73599999999999,null,null,null,null,null,9989,768.8240422721268,null,null,null,null,null,null,null,null,null,null,null,null,null,null,9994,768.85599999999999]
[9990,768.76,null,null,null,null,null,9990,768.84808454425365,null,null,null,null,null,null,null,null,null,null,null,null,null,null,9995,768.88]
[{"$f":"A9992+1","v":9991},768.78399999999999,null,null,null,null,null,{"$f":"H9992+1","v":9991},768.8721268163805,null,null,null,null,null,null,null,null,null,null,null,null,null,null,9996,768.904]
[9992,768.80799999999999,null,null,null,null,null,9992,768.89616908850724,null,null,null,null,null,null,null,null,null,null,null,null,null,null,9997,768.928]
[9993,768.83199999999999,null,null,null,null,null,9993,768.92021136063408,null,null,null,null,null,null,null,null,null,null,null,null,null,null,9998,768.952]
[9994,768.85599999999999,null,null,null,null,null,9994,768.94425363276093,null,null,null,null,null,null,null,null,null,null,null,null,null,null,9999,768.976]
[9995,768.88,null,null,null,null,null,9995,768.96829590488767,null,null,null,null,null,null,null,null,null,null,null,null,null,null,10000,769]
[9996,768.904,null,null,null,null,null,9996,768.99233817701452]
[9997,768.928,null,null,null,null,null,9997,769.01638044914137]
[9998,768.952,null,null,null,null,null,9998,769.04042272126821]
[9999,768.976,null,null,null,null,null,9999,769.06446499339495]
[10000,769,null,null,null,null,null,10000,769.0885072655218]